## Seasonal Capacities
| UNIT NAME | UNIT CODE | COUNTY | FUEL | ZONE | IN SERVICE | INSTALLED CAPACITY RATING (MW) | SUMMER CAPACITY (MW)
1 | COMANCHE PEAK U1 | CPSES_UNIT1 | SOMERVELL | NUCLEAR | NORTH | 1990 | 1269 | 1205
2 | COMANCHE PEAK U2 | CPSES_UNIT2 | SOMERVELL | NUCLEAR | NORTH | 1993 | 1269 | 1195
3 | SOUTH TEXAS U1 | STP_STP_G1 | MATAGORDA | NUCLEAR | COASTAL | 1988 | 1365 | 1293.2
4 | SOUTH TEXAS U2 | STP_STP_G2 | MATAGORDA | NUCLEAR | COASTAL | 1989 | 1365 | 1280
5 | COLETO CREEK | COLETO_COLETOG1 | GOLIAD | COAL | SOUTH | 1980 | 650 | 655
6 | FAYETTE POWER U1 | FPPYD1_FPP_G1 | FAYETTE | COAL | SOUTH | 1979 | 615 | 604
7 | FAYETTE POWER U2 | FPPYD1_FPP_G2 | FAYETTE | COAL | SOUTH | 1980 | 615 | 599
8 | FAYETTE POWER U3 | FPPYD2_FPP_G3 | FAYETTE | COAL | SOUTH | 1988 | 460 | 437
9 | J K SPRUCE U1 | CALAVERS_JKS1 | BEXAR | COAL | SOUTH | 1992 | 555 | 560
10 | J K SPRUCE U2 | CALAVERS_JKS2 | BEXAR | COAL | SOUTH | 2010 | 922 | 785
11 | LIMESTONE U1 | LEG_LEG_G1 | LIMESTONE | COAL | NORTH | 1985 | 893 | 824
12 | LIMESTONE U2 | LEG_LEG_G2 | LIMESTONE | COAL | NORTH | 1986 | 956.8 | 836
13 | MARTIN LAKE U1 | MLSES_UNIT1 | RUSK | COAL | NORTH | 1977 | 893 | 800
14 | MARTIN LAKE U2 | MLSES_UNIT2 | RUSK | COAL | NORTH | 1978 | 893 | 805
15 | MARTIN LAKE U3 | MLSES_UNIT3 | RUSK | COAL | NORTH | 1979 | 893 | 805
16 | OAK GROVE SES U1 | OGSES_UNIT1A | ROBERTSON | COAL | NORTH | 2010 | 916.8 | 855
17 | OAK GROVE SES U2 | OGSES_UNIT2 | ROBERTSON | COAL | NORTH | 2011 | 916.8 | 855
18 | SAN MIGUEL U1 | SANMIGL_G1 | ATASCOSA | COAL | SOUTH | 1982 | 430 | 391
19 | SANDY CREEK U1 | SCES_UNIT1 | MCLENNAN | COAL | NORTH | 2013 | 1008 | 932.6
20 | TWIN OAKS U1 | TNP_ONE_TNP_O_1 | ROBERTSON | COAL | NORTH | 1990 | 174.6 | 155
21 | TWIN OAKS U2 | TNP_ONE_TNP_O_2 | ROBERTSON | COAL | NORTH | 1991 | 174.6 | 155
22 | W A PARISH U5 | WAP_WAP_G5 | FORT BEND | COAL | HOUSTON | 1977 | 734.1 | 664
23 | W A PARISH U6 | WAP_WAP_G6 | FORT BEND | COAL | HOUSTON | 1978 | 734.1 | 663
24 | W A PARISH U7 | WAP_WAP_G7 | FORT BEND | COAL | HOUSTON | 1980 | 614.6 | 577
25 | W A PARISH U8 | WAP_WAP_G8 | FORT BEND | COAL | HOUSTON | 1982 | 653.99 | 610
26 | ARTHUR VON ROSENBERG 1 CTG 1 | BRAUNIG_AVR1_CT1 | BEXAR | GAS-CC | SOUTH | 2000 | 195 | 164
27 | ARTHUR VON ROSENBERG 1 CTG 2 | BRAUNIG_AVR1_CT2 | BEXAR | GAS-CC | SOUTH | 2000 | 195 | 164
28 | ARTHUR VON ROSENBERG 1 STG | BRAUNIG_AVR1_ST | BEXAR | GAS-CC | SOUTH | 2000 | 222 | 190
29 | ATKINS CTG 7 | ATKINS_ATKINSG7 | BRAZOS | GAS-GT | NORTH | 1973 | 21 | 18
30 | BARNEY M DAVIS CTG 3 | B_DAVIS_B_DAVIG3 | NUECES | GAS-CC | COASTAL | 2010 | 189.55 | 157
31 | BARNEY M DAVIS CTG 4 | B_DAVIS_B_DAVIG4 | NUECES | GAS-CC | COASTAL | 2010 | 189.55 | 157
32 | BARNEY M DAVIS STG 1 | B_DAVIS_B_DAVIG1 | NUECES | GAS-ST | COASTAL | 1974 | 352.8 | 292
33 | BARNEY M DAVIS STG 2 | B_DAVIS_B_DAVIG2 | NUECES | GAS-CC | COASTAL | 1976 | 351 | 319
34 | BASTROP ENERGY CENTER CTG 1 | BASTEN_GTG1100 | BASTROP | GAS-CC | SOUTH | 2002 | 188 | 150
35 | BASTROP ENERGY CENTER CTG 2 | BASTEN_GTG2100 | BASTROP | GAS-CC | SOUTH | 2002 | 188 | 150
36 | BASTROP ENERGY CENTER STG | BASTEN_ST0100 | BASTROP | GAS-CC | SOUTH | 2002 | 242 | 233
37 | BOSQUE ENERGY CENTER CTG 1 | BOSQUESW_BSQSU_1 | BOSQUE | GAS-CC | NORTH | 2000 | 188.7 | 143
38 | BOSQUE ENERGY CENTER CTG 2 | BOSQUESW_BSQSU_2 | BOSQUE | GAS-CC | NORTH | 2000 | 188.7 | 143
39 | BOSQUE ENERGY CENTER CTG 3 | BOSQUESW_BSQSU_3 | BOSQUE | GAS-CC | NORTH | 2001 | 188.7 | 145
40 | BOSQUE ENERGY CENTER STG 4 | BOSQUESW_BSQSU_4 | BOSQUE | GAS-CC | NORTH | 2001 | 94.95 | 79.5
41 | BOSQUE ENERGY CENTER STG 5 | BOSQUESW_BSQSU_5 | BOSQUE | GAS-CC | NORTH | 2009 | 254.15 | 213.5
42 | BRAZOS VALLEY CTG 1 | BVE_UNIT1 | FORT BEND | GAS-CC | HOUSTON | 2003 | 198.9 | 149.7
43 | BRAZOS VALLEY CTG 2 | BVE_UNIT2 | FORT BEND | GAS-CC | HOUSTON | 2003 | 198.9 | 149.7
44 | BRAZOS VALLEY STG 3 | BVE_UNIT3 | FORT BEND | GAS-CC | HOUSTON | 2003 | 275.57 | 257.9
45 | CALENERGY-FALCON SEABOARD CTG 1 | FLCNS_UNIT1 | HOWARD | GAS-CC | WEST | 1987 | 75 | 75
46 | CALENERGY-FALCON SEABOARD CTG 2 | FLCNS_UNIT2 | HOWARD | GAS-CC | WEST | 1987 | 75 | 75
47 | CALENERGY-FALCON SEABOARD STG 3 | FLCNS_UNIT3 | HOWARD | GAS-CC | WEST | 1988 | 62 | 70
48 | CALHOUN (PORT COMFORT) CTG 1 | CALHOUN_UNIT1 | CALHOUN | GAS-GT | COASTAL | 2017 | 60.5 | 44
49 | CALHOUN (PORT COMFORT) CTG 2 | CALHOUN_UNIT2 | CALHOUN | GAS-GT | COASTAL | 2017 | 60.5 | 44
50 | CASTLEMAN CHAMON CTG 1 | CHAMON_CTG_0101 | HARRIS | GAS-GT | HOUSTON | 2017 | 60.5 | 44
51 | CASTLEMAN CHAMON CTG 2 | CHAMON_CTG_0301 | HARRIS | GAS-GT | HOUSTON | 2017 | 60.5 | 44
52 | CEDAR BAYOU 4 CTG 1 | CBY4_CT41 | CHAMBERS | GAS-CC | HOUSTON | 2009 | 205 | 163
53 | CEDAR BAYOU 4 CTG 2 | CBY4_CT42 | CHAMBERS | GAS-CC | HOUSTON | 2009 | 205 | 163
54 | CEDAR BAYOU 4 STG | CBY4_ST04 | CHAMBERS | GAS-CC | HOUSTON | 2009 | 205 | 178
55 | CEDAR BAYOU STG 1 | CBY_CBY_G1 | CHAMBERS | GAS-ST | HOUSTON | 1970 | 765 | 745
56 | CEDAR BAYOU STG 2 | CBY_CBY_G2 | CHAMBERS | GAS-ST | HOUSTON | 1972 | 765 | 749
57 | COLORADO BEND ENERGY CENTER CTG 1 | CBEC_GT1 | WHARTON | GAS-CC | SOUTH | 2007 | 86.5 | 79.9
58 | COLORADO BEND ENERGY CENTER CTG 2 | CBEC_GT2 | WHARTON | GAS-CC | SOUTH | 2007 | 86.5 | 71.9
59 | COLORADO BEND ENERGY CENTER CTG 3 | CBEC_GT3 | WHARTON | GAS-CC | SOUTH | 2008 | 86.5 | 78.9
60 | COLORADO BEND ENERGY CENTER CTG 4 | CBEC_GT4 | WHARTON | GAS-CC | SOUTH | 2008 | 86.5 | 72.9
61 | COLORADO BEND ENERGY CENTER STG 1 | CBEC_STG1 | WHARTON | GAS-CC | SOUTH | 2007 | 105 | 102
62 | COLORADO BEND ENERGY CENTER STG 2 | CBEC_STG2 | WHARTON | GAS-CC | SOUTH | 2008 | 108.8 | 107
63 | COLORADO BEND II CTG 7 | CBECII_CT7 | WHARTON | GAS-CC | SOUTH | 2017 | 360.9 | 329.3
64 | COLORADO BEND II CTG 8 | CBECII_CT8 | WHARTON | GAS-CC | SOUTH | 2017 | 360.9 | 335
65 | COLORADO BEND II STG 9 | CBECII_STG9 | WHARTON | GAS-CC | SOUTH | 2017 | 508.5 | 478.4
66 | CVC CHANNELVIEW CTG 1 | CVC_CVC_G1 | HARRIS | GAS-CC | HOUSTON | 2008 | 192.1 | 169
67 | CVC CHANNELVIEW CTG 2 | CVC_CVC_G2 | HARRIS | GAS-CC | HOUSTON | 2008 | 192.1 | 165
68 | CVC CHANNELVIEW CTG 3 | CVC_CVC_G3 | HARRIS | GAS-CC | HOUSTON | 2008 | 192.1 | 165
69 | CVC CHANNELVIEW STG 5 | CVC_CVC_G5 | HARRIS | GAS-CC | HOUSTON | 2008 | 150 | 144
70 | DANSBY CTG 2 | DANSBY_DANSBYG2 | BRAZOS | GAS-GT | NORTH | 2004 | 48 | 45
71 | DANSBY CTG 3 | DANSBY_DANSBYG3 | BRAZOS | GAS-GT | NORTH | 2010 | 50 | 47
72 | DANSBY STG 1 | DANSBY_DANSBYG1 | BRAZOS | GAS-ST | NORTH | 1978 | 120 | 107
73 | DECKER CREEK CTG 1 | DECKER_DPGT_1 | TRAVIS | GAS-GT | SOUTH | 1989 | 56.7 | 48
74 | DECKER CREEK CTG 2 | DECKER_DPGT_2 | TRAVIS | GAS-GT | SOUTH | 1989 | 56.7 | 48
75 | DECKER CREEK CTG 3 | DECKER_DPGT_3 | TRAVIS | GAS-GT | SOUTH | 1989 | 56.7 | 48
76 | DECKER CREEK CTG 4 | DECKER_DPGT_4 | TRAVIS | GAS-GT | SOUTH | 1989 | 56.7 | 48
77 | DECORDOVA CTG 1 | DCSES_CT10 | HOOD | GAS-GT | NORTH | 1990 | 89.48 | 69
78 | DECORDOVA CTG 2 | DCSES_CT20 | HOOD | GAS-GT | NORTH | 1990 | 89.48 | 69
79 | DECORDOVA CTG 3 | DCSES_CT30 | HOOD | GAS-GT | NORTH | 1990 | 89.48 | 68
80 | DECORDOVA CTG 4 | DCSES_CT40 | HOOD | GAS-GT | NORTH | 1990 | 89.48 | 69
81 | DEER PARK ENERGY CENTER CTG 1 | DDPEC_GT1 | HARRIS | GAS-CC | HOUSTON | 2002 | 190.4 | 172
82 | DEER PARK ENERGY CENTER CTG 2 | DDPEC_GT2 | HARRIS | GAS-CC | HOUSTON | 2002 | 190.4 | 182
83 | DEER PARK ENERGY CENTER CTG 3 | DDPEC_GT3 | HARRIS | GAS-CC | HOUSTON | 2002 | 190.4 | 172
84 | DEER PARK ENERGY CENTER CTG 4 | DDPEC_GT4 | HARRIS | GAS-CC | HOUSTON | 2002 | 190.4 | 182
85 | DEER PARK ENERGY CENTER CTG 6 | DDPEC_GT6 | HARRIS | GAS-CC | HOUSTON | 2014 | 199 | 156
86 | DEER PARK ENERGY CENTER STG 1 | DDPEC_ST1 | HARRIS | GAS-CC | HOUSTON | 2002 | 274.5 | 287
87 | DENTON ENERGY CENTER IC A | DEC_AGR_A | DENTON | GAS-IC | NORTH | 2018 | 56.45 | 56.5
88 | DENTON ENERGY CENTER IC B | DEC_AGR_B | DENTON | GAS-IC | NORTH | 2018 | 56.45 | 56.5
89 | DENTON ENERGY CENTER IC C | DEC_AGR_C | DENTON | GAS-IC | NORTH | 2018 | 56.45 | 56.5
90 | DENTON ENERGY CENTER IC D | DEC_AGR_D | DENTON | GAS-IC | NORTH | 2018 | 56.45 | 56.5
91 | ECTOR COUNTY ENERGY CTG 1 | ECEC_G1 | ECTOR | GAS-GT | WEST | 2015 | 179.35 | 147
92 | ECTOR COUNTY ENERGY CTG 2 | ECEC_G2 | ECTOR | GAS-GT | WEST | 2015 | 179.35 | 147
93 | ELK STATION IC 3 | AEEC_ELK_3 | HALE | GAS-IC | PANHANDLE | 2016 | 202 | 190
94 | ENNIS POWER STATION CTG 2 | ETCCS_CT1 | ELLIS | GAS-CC | NORTH | 2002 | 260 | 204
95 | ENNIS POWER STATION STG 1 | ETCCS_UNIT1 | ELLIS | GAS-CC | NORTH | 2002 | 140 | 115
96 | EXTEX LAPORTE GEN STN CTG 1 | AZ_AZ_G1 | HARRIS | GAS-GT | HOUSTON | 2009 | 38.29 | 36
97 | EXTEX LAPORTE GEN STN CTG 2 | AZ_AZ_G2 | HARRIS | GAS-GT | HOUSTON | 2009 | 38.29 | 36
98 | EXTEX LAPORTE GEN STN CTG 3 | AZ_AZ_G3 | HARRIS | GAS-GT | HOUSTON | 2009 | 38.29 | 36
99 | EXTEX LAPORTE GEN STN CTG 4 | AZ_AZ_G4 | HARRIS | GAS-GT | HOUSTON | 2009 | 38.29 | 36
100 | FERGUSON REPLACEMENT CTG 1 | FERGCC_FERGGT1 | LLANO | GAS-CC | SOUTH | 2014 | 185.3 | 169
101 | FERGUSON REPLACEMENT CTG 2 | FERGCC_FERGGT2 | LLANO | GAS-CC | SOUTH | 2014 | 185.3 | 169
102 | FERGUSON REPLACEMENT STG 1 | FERGCC_FERGST1 | LLANO | GAS-CC | SOUTH | 2014 | 204 | 182
103 | FORNEY ENERGY CENTER CTG 11 | FRNYPP_GT11 | KAUFMAN | GAS-CC | NORTH | 2003 | 196.7 | 165
104 | FORNEY ENERGY CENTER CTG 12 | FRNYPP_GT12 | KAUFMAN | GAS-CC | NORTH | 2003 | 196.7 | 157
105 | FORNEY ENERGY CENTER CTG 13 | FRNYPP_GT13 | KAUFMAN | GAS-CC | NORTH | 2003 | 196.7 | 157
106 | FORNEY ENERGY CENTER CTG 21 | FRNYPP_GT21 | KAUFMAN | GAS-CC | NORTH | 2003 | 196.7 | 165
107 | FORNEY ENERGY CENTER CTG 22 | FRNYPP_GT22 | KAUFMAN | GAS-CC | NORTH | 2003 | 196.7 | 157
108 | FORNEY ENERGY CENTER CTG 23 | FRNYPP_GT23 | KAUFMAN | GAS-CC | NORTH | 2003 | 196.7 | 157
109 | FORNEY ENERGY CENTER STG 10 | FRNYPP_ST10 | KAUFMAN | GAS-CC | NORTH | 2003 | 422 | 406
110 | FORNEY ENERGY CENTER STG 20 | FRNYPP_ST20 | KAUFMAN | GAS-CC | NORTH | 2003 | 422 | 406
111 | FREESTONE ENERGY CENTER CTG 1 | FREC_GT1 | FREESTONE | GAS-CC | NORTH | 2002 | 179.35 | 147
112 | FREESTONE ENERGY CENTER CTG 2 | FREC_GT2 | FREESTONE | GAS-CC | NORTH | 2002 | 179.35 | 147
113 | FREESTONE ENERGY CENTER CTG 4 | FREC_GT4 | FREESTONE | GAS-CC | NORTH | 2002 | 179.35 | 145
114 | FREESTONE ENERGY CENTER CTG 5 | FREC_GT5 | FREESTONE | GAS-CC | NORTH | 2002 | 179.35 | 145
115 | FREESTONE ENERGY CENTER STG 3 | FREC_ST3 | FREESTONE | GAS-CC | NORTH | 2002 | 190.74 | 169
116 | FREESTONE ENERGY CENTER STG 6 | FREC_ST6 | FREESTONE | GAS-CC | NORTH | 2002 | 190.74 | 168
117 | FRIENDSWOOD G CTG 1 (FORMERLY TEJAS POWER GENERATION) | FEGC_UNIT1 | HARRIS | GAS-GT | HOUSTON | 2018 | 129 | 119
118 | GRAHAM STG 1 | GRSES_UNIT1 | YOUNG | GAS-ST | WEST | 1960 | 225 | 239
119 | GRAHAM STG 2 | GRSES_UNIT2 | YOUNG | GAS-ST | WEST | 1969 | 387 | 390
120 | GREENS BAYOU CTG 73 | GBY_GBYGT73 | HARRIS | GAS-GT | HOUSTON | 1976 | 72 | 56
121 | GREENS BAYOU CTG 74 | GBY_GBYGT74 | HARRIS | GAS-GT | HOUSTON | 1976 | 72 | 56
122 | GREENS BAYOU CTG 81 | GBY_GBYGT81 | HARRIS | GAS-GT | HOUSTON | 1976 | 72 | 56
123 | GREENS BAYOU CTG 82 | GBY_GBYGT82 | HARRIS | GAS-GT | HOUSTON | 1976 | 72 | 50
124 | GREENS BAYOU CTG 83 | GBY_GBYGT83 | HARRIS | GAS-GT | HOUSTON | 1976 | 72 | 56
125 | GREENS BAYOU CTG 84 | GBY_GBYGT84 | HARRIS | GAS-GT | HOUSTON | 1976 | 72 | 56
126 | GREENVILLE IC ENGINE PLANT IC 1 | STEAM_ENGINE_1 | HUNT | GAS-IC | NORTH | 2010 | 8.44 | 8.2
127 | GREENVILLE IC ENGINE PLANT IC 2 | STEAM_ENGINE_2 | HUNT | GAS-IC | NORTH | 2010 | 8.44 | 8.2
128 | GREENVILLE IC ENGINE PLANT IC 3 | STEAM_ENGINE_3 | HUNT | GAS-IC | NORTH | 2010 | 8.44 | 8.2
129 | GUADALUPE ENERGY CENTER CTG 1 | GUADG_GAS1 | GUADALUPE | GAS-CC | SOUTH | 2000 | 181 | 143
130 | GUADALUPE ENERGY CENTER CTG 2 | GUADG_GAS2 | GUADALUPE | GAS-CC | SOUTH | 2000 | 181 | 143
131 | GUADALUPE ENERGY CENTER CTG 3 | GUADG_GAS3 | GUADALUPE | GAS-CC | SOUTH | 2000 | 181 | 141
132 | GUADALUPE ENERGY CENTER CTG 4 | GUADG_GAS4 | GUADALUPE | GAS-CC | SOUTH | 2000 | 181 | 141
133 | GUADALUPE ENERGY CENTER STG 5 | GUADG_STM5 | GUADALUPE | GAS-CC | SOUTH | 2000 | 204 | 198
134 | GUADALUPE ENERGY CENTER STG 6 | GUADG_STM6 | GUADALUPE | GAS-CC | SOUTH | 2000 | 204 | 198
135 | HANDLEY STG 3 | HLSES_UNIT3 | TARRANT | GAS-ST | NORTH | 1963 | 395 | 395
136 | HANDLEY STG 4 | HLSES_UNIT4 | TARRANT | GAS-ST | NORTH | 1976 | 435 | 435
137 | HANDLEY STG 5 | HLSES_UNIT5 | TARRANT | GAS-ST | NORTH | 1977 | 435 | 435
138 | HAYS ENERGY FACILITY CSG 1 | HAYSEN_HAYSENG1 | HAYS | GAS-CC | SOUTH | 2002 | 242 | 210
139 | HAYS ENERGY FACILITY CSG 2 | HAYSEN_HAYSENG2 | HAYS | GAS-CC | SOUTH | 2002 | 242 | 211
140 | HAYS ENERGY FACILITY CSG 3 | HAYSEN_HAYSENG3 | HAYS | GAS-CC | SOUTH | 2002 | 252 | 210
141 | HAYS ENERGY FACILITY CSG 4 | HAYSEN_HAYSENG4 | HAYS | GAS-CC | SOUTH | 2002 | 252 | 213
142 | HIDALGO ENERGY CENTER CTG 1 | DUKE_DUKE_GT1 | HIDALGO | GAS-CC | SOUTH | 2000 | 176.63 | 149
143 | HIDALGO ENERGY CENTER CTG 2 | DUKE_DUKE_GT2 | HIDALGO | GAS-CC | SOUTH | 2000 | 176.63 | 149
144 | HIDALGO ENERGY CENTER STG 1 | DUKE_DUKE_ST1 | HIDALGO | GAS-CC | SOUTH | 2000 | 198.05 | 168
145 | JACK COUNTY GEN FACILITY CTG 1 | JACKCNTY_CT1 | JACK | GAS-CC | NORTH | 2006 | 198.9 | 150
146 | JACK COUNTY GEN FACILITY CTG 2 | JACKCNTY_CT2 | JACK | GAS-CC | NORTH | 2006 | 198.9 | 150
147 | JACK COUNTY GEN FACILITY CTG 3 | JCKCNTY2_CT3 | JACK | GAS-CC | NORTH | 2011 | 198.9 | 158
148 | JACK COUNTY GEN FACILITY CTG 4 | JCKCNTY2_CT4 | JACK | GAS-CC | NORTH | 2011 | 198.9 | 158
149 | JACK COUNTY GEN FACILITY STG 1 | JACKCNTY_STG | JACK | GAS-CC | NORTH | 2006 | 320.6 | 289
150 | JACK COUNTY GEN FACILITY STG 2 | JCKCNTY2_ST2 | JACK | GAS-CC | NORTH | 2011 | 320.6 | 295
151 | JOHNSON COUNTY GEN FACILITY CTG 1 | TEN_CT1 | JOHNSON | GAS-CC | NORTH | 1997 | 185 | 163
152 | JOHNSON COUNTY GEN FACILITY STG 1 | TEN_STG | JOHNSON | GAS-CC | NORTH | 1997 | 107 | 106
153 | LAKE HUBBARD STG 1 | LHSES_UNIT1 | DALLAS | GAS-ST | NORTH | 1970 | 397 | 392
154 | LAKE HUBBARD STG 2 | LHSES_UNIT2A | DALLAS | GAS-ST | NORTH | 1973 | 531 | 523
155 | LAMAR ENERGY CENTER CTG 11 | LPCCS_CT11 | LAMAR | GAS-CC | NORTH | 2000 | 186 | 153
156 | LAMAR ENERGY CENTER CTG 12 | LPCCS_CT12 | LAMAR | GAS-CC | NORTH | 2000 | 186 | 145
157 | LAMAR ENERGY CENTER CTG 21 | LPCCS_CT21 | LAMAR | GAS-CC | NORTH | 2000 | 186 | 145
158 | LAMAR ENERGY CENTER CTG 22 | LPCCS_CT22 | LAMAR | GAS-CC | NORTH | 2000 | 186 | 153
159 | LAMAR ENERGY CENTER STG 1 | LPCCS_UNIT1 | LAMAR | GAS-CC | NORTH | 2000 | 216 | 204
160 | LAMAR ENERGY CENTER STG 2 | LPCCS_UNIT2 | LAMAR | GAS-CC | NORTH | 2000 | 216 | 204
161 | LAREDO CTG 4 | LARDVFTN_G4 | WEBB | GAS-GT | SOUTH | 2008 | 98.5 | 90.1
162 | LAREDO CTG 5 | LARDVFTN_G5 | WEBB | GAS-GT | SOUTH | 2008 | 98.5 | 87.3
163 | LEON CREEK PEAKER CTG 1 | LEON_CRK_LCPCT1 | BEXAR | GAS-GT | SOUTH | 2004 | 48 | 46
164 | LEON CREEK PEAKER CTG 2 | LEON_CRK_LCPCT2 | BEXAR | GAS-GT | SOUTH | 2004 | 48 | 46
165 | LEON CREEK PEAKER CTG 3 | LEON_CRK_LCPCT3 | BEXAR | GAS-GT | SOUTH | 2004 | 48 | 46
166 | LEON CREEK PEAKER CTG 4 | LEON_CRK_LCPCT4 | BEXAR | GAS-GT | SOUTH | 2004 | 48 | 46
167 | LOST PINES POWER CTG 1 | LOSTPI_LOSTPGT1 | BASTROP | GAS-CC | SOUTH | 2001 | 202.5 | 170
168 | LOST PINES POWER CTG 2 | LOSTPI_LOSTPGT2 | BASTROP | GAS-CC | SOUTH | 2001 | 202.5 | 170
169 | LOST PINES POWER STG 1 | LOSTPI_LOSTPST1 | BASTROP | GAS-CC | SOUTH | 2001 | 204 | 188
170 | MAGIC VALLEY STATION CTG 1 | NEDIN_NEDIN_G1 | HIDALGO | GAS-CC | SOUTH | 2001 | 266.9 | 215
171 | MAGIC VALLEY STATION CTG 2 | NEDIN_NEDIN_G2 | HIDALGO | GAS-CC | SOUTH | 2001 | 266.9 | 215
172 | MAGIC VALLEY STATION STG 3 | NEDIN_NEDIN_G3 | HIDALGO | GAS-CC | SOUTH | 2001 | 258.4 | 236
173 | MIDLOTHIAN ENERGY FACILITY CTG 1 | MDANP_CT1 | ELLIS | GAS-CC | NORTH | 2001 | 247 | 229
174 | MIDLOTHIAN ENERGY FACILITY CTG 2 | MDANP_CT2 | ELLIS | GAS-CC | NORTH | 2001 | 247 | 227
175 | MIDLOTHIAN ENERGY FACILITY CTG 3 | MDANP_CT3 | ELLIS | GAS-CC | NORTH | 2001 | 247 | 227
176 | MIDLOTHIAN ENERGY FACILITY CTG 4 | MDANP_CT4 | ELLIS | GAS-CC | NORTH | 2001 | 247 | 227
177 | MIDLOTHIAN ENERGY FACILITY CTG 5 | MDANP_CT5 | ELLIS | GAS-CC | NORTH | 2002 | 260 | 241
178 | MIDLOTHIAN ENERGY FACILITY CTG 6 | MDANP_CT6 | ELLIS | GAS-CC | NORTH | 2002 | 260 | 243
179 | MORGAN CREEK CTG 1 | MGSES_CT1 | MITCHELL | GAS-GT | WEST | 1988 | 89.4 | 66
180 | MORGAN CREEK CTG 2 | MGSES_CT2 | MITCHELL | GAS-GT | WEST | 1988 | 89.4 | 65
181 | MORGAN CREEK CTG 3 | MGSES_CT3 | MITCHELL | GAS-GT | WEST | 1988 | 89.4 | 65
182 | MORGAN CREEK CTG 4 | MGSES_CT4 | MITCHELL | GAS-GT | WEST | 1988 | 89.4 | 67
183 | MORGAN CREEK CTG 5 | MGSES_CT5 | MITCHELL | GAS-GT | WEST | 1988 | 89.4 | 67
184 | MORGAN CREEK CTG 6 | MGSES_CT6 | MITCHELL | GAS-GT | WEST | 1988 | 89.4 | 67
185 | MOUNTAIN CREEK STG 6 | MCSES_UNIT6 | DALLAS | GAS-ST | NORTH | 1956 | 122 | 122
186 | MOUNTAIN CREEK STG 7 | MCSES_UNIT7 | DALLAS | GAS-ST | NORTH | 1958 | 118 | 118
187 | MOUNTAIN CREEK STG 8 | MCSES_UNIT8 | DALLAS | GAS-ST | NORTH | 1967 | 568 | 568
188 | NUECES BAY REPOWER CTG 8 | NUECES_B_NUECESG8 | NUECES | GAS-CC | COASTAL | 2010 | 189.55 | 157
189 | NUECES BAY REPOWER CTG 9 | NUECES_B_NUECESG9 | NUECES | GAS-CC | COASTAL | 2010 | 189.55 | 157
190 | NUECES BAY REPOWER STG 7 | NUECES_B_NUECESG7 | NUECES | GAS-CC | COASTAL | 1972 | 351 | 319
191 | O W SOMMERS STG 1 | CALAVERS_OWS1 | BEXAR | GAS-ST | SOUTH | 1972 | 445 | 420
192 | O W SOMMERS STG 2 | CALAVERS_OWS2 | BEXAR | GAS-ST | SOUTH | 1974 | 435 | 410
193 | ODESSA-ECTOR POWER CTG 11 | OECCS_CT11 | ECTOR | GAS-CC | WEST | 2001 | 176 | 166.7
194 | ODESSA-ECTOR POWER CTG 12 | OECCS_CT12 | ECTOR | GAS-CC | WEST | 2001 | 176 | 158.2
195 | ODESSA-ECTOR POWER CTG 21 | OECCS_CT21 | ECTOR | GAS-CC | WEST | 2001 | 176 | 166.7
196 | ODESSA-ECTOR POWER CTG 22 | OECCS_CT22 | ECTOR | GAS-CC | WEST | 2001 | 176 | 158.2
197 | ODESSA-ECTOR POWER STG 1 | OECCS_UNIT1 | ECTOR | GAS-CC | WEST | 2001 | 224 | 206
198 | ODESSA-ECTOR POWER STG 2 | OECCS_UNIT2 | ECTOR | GAS-CC | WEST | 2001 | 224 | 206
199 | OLD BLOOMINGTON ROAD CTG 1 (VICTORIA PORT 2) | VICTPRT2_UNIT1 | VICTORIA | GAS-GT | SOUTH | 2022 | 60.5 | 44
200 | OLD BLOOMINGTON ROAD CTG 2 (VICTORIA PORT 2) | VICTPRT2_UNIT2 | VICTORIA | GAS-GT | SOUTH | 2022 | 60.5 | 44
201 | PANDA SHERMAN POWER CTG 1 | PANDA_S_SHER1CT1 | GRAYSON | GAS-CC | NORTH | 2014 | 232 | 199
202 | PANDA SHERMAN POWER CTG 2 | PANDA_S_SHER1CT2 | GRAYSON | GAS-CC | NORTH | 2014 | 232 | 199
203 | PANDA SHERMAN POWER STG 1 | PANDA_S_SHER1ST1 | GRAYSON | GAS-CC | NORTH | 2014 | 353.1 | 287
204 | PANDA TEMPLE I POWER CTG 1 | PANDA_T1_TMPL1CT1 | BELL | GAS-CC | NORTH | 2014 | 232 | 223
205 | PANDA TEMPLE I POWER CTG 2 | PANDA_T1_TMPL1CT2 | BELL | GAS-CC | NORTH | 2014 | 232 | 220
206 | PANDA TEMPLE I POWER STG 1 | PANDA_T1_TMPL1ST1 | BELL | GAS-CC | NORTH | 2014 | 353.1 | 326
207 | PANDA TEMPLE II POWER CTG 1 | PANDA_T2_TMPL2CT1 | BELL | GAS-CC | NORTH | 2015 | 232 | 191.2
208 | PANDA TEMPLE II POWER CTG 2 | PANDA_T2_TMPL2CT2 | BELL | GAS-CC | NORTH | 2015 | 232 | 191.2
209 | PANDA TEMPLE II POWER STG 1 | PANDA_T2_TMPL2ST1 | BELL | GAS-CC | NORTH | 2015 | 353.1 | 334.7
210 | PARIS ENERGY CENTER CTG 1 | TNSKA_GT1 | LAMAR | GAS-CC | NORTH | 1989 | 90.88 | 76
211 | PARIS ENERGY CENTER CTG 2 | TNSKA_GT2 | LAMAR | GAS-CC | NORTH | 1989 | 90.88 | 76
212 | PARIS ENERGY CENTER STG 1 | TNSKA_STG | LAMAR | GAS-CC | NORTH | 1990 | 90 | 87
213 | PASADENA COGEN FACILITY CTG 2 | PSG_PSG_GT2 | HARRIS | GAS-CC | HOUSTON | 2000 | 215.05 | 164.5
214 | PASADENA COGEN FACILITY CTG 3 | PSG_PSG_GT3 | HARRIS | GAS-CC | HOUSTON | 2000 | 215.05 | 164.5
215 | PASADENA COGEN FACILITY STG 2 | PSG_PSG_ST2 | HARRIS | GAS-CC | HOUSTON | 2000 | 195.5 | 170.4
216 | PEARSALL ENGINE PLANT IC A | PEARSAL2_AGR_A | FRIO | GAS-IC | SOUTH | 2012 | 50.64 | 50.6
217 | PEARSALL ENGINE PLANT IC B | PEARSAL2_AGR_B | FRIO | GAS-IC | SOUTH | 2012 | 50.64 | 50.6
218 | PEARSALL ENGINE PLANT IC C | PEARSAL2_AGR_C | FRIO | GAS-IC | SOUTH | 2012 | 50.64 | 50.6
219 | PEARSALL ENGINE PLANT IC D | PEARSAL2_AGR_D | FRIO | GAS-IC | SOUTH | 2012 | 50.64 | 50.6
220 | PERMIAN BASIN CTG 1 | PB2SES_CT1 | WARD | GAS-GT | WEST | 1988 | 89.4 | 63
221 | PERMIAN BASIN CTG 2 | PB2SES_CT2 | WARD | GAS-GT | WEST | 1988 | 89.4 | 64
222 | PERMIAN BASIN CTG 3 | PB2SES_CT3 | WARD | GAS-GT | WEST | 1988 | 89.4 | 64
223 | PERMIAN BASIN CTG 4 | PB2SES_CT4 | WARD | GAS-GT | WEST | 1990 | 89.4 | 64
224 | PERMIAN BASIN CTG 5 | PB2SES_CT5 | WARD | GAS-GT | WEST | 1990 | 89.4 | 65
225 | PROENERGY SOUTH 1 (PES1) CTG 1 | PRO_UNIT1 | HARRIS | GAS-GT | HOUSTON | 2021 | 60.5 | 44.5
226 | PROENERGY SOUTH 1 (PES1) CTG 2 | PRO_UNIT2 | HARRIS | GAS-GT | HOUSTON | 2021 | 60.5 | 44.5
227 | PROENERGY SOUTH 1 (PES1) CTG 3 | PRO_UNIT3 | HARRIS | GAS-GT | HOUSTON | 2021 | 60.5 | 44.5
228 | PROENERGY SOUTH 1 (PES1) CTG 4 | PRO_UNIT4 | HARRIS | GAS-GT | HOUSTON | 2021 | 60.5 | 44.5
229 | PROENERGY SOUTH 1 (PES1) CTG 5 | PRO_UNIT5 | HARRIS | GAS-GT | HOUSTON | 2021 | 60.5 | 44.5
230 | PROENERGY SOUTH 1 (PES1) CTG 6 | PRO_UNIT6 | HARRIS | GAS-GT | HOUSTON | 2021 | 60.5 | 44.5
231 | PROENERGY SOUTH 2 (PES2) CTG 7 | PRO_UNIT7 | HARRIS | GAS-GT | HOUSTON | 2021 | 60.5 | 44.5
232 | PROENERGY SOUTH 2 (PES2) CTG 8 | PRO_UNIT8 | HARRIS | GAS-GT | HOUSTON | 2021 | 60.5 | 44.5
233 | PHR PEAKERS (BAC) CTG 1 | BAC_CTG1 | GALVESTON | GAS-GT | HOUSTON | 2018 | 65 | 59
234 | PHR PEAKERS (BAC) CTG 2 | BAC_CTG2 | GALVESTON | GAS-GT | HOUSTON | 2018 | 65 | 61
235 | PHR PEAKERS (BAC) CTG 3 | BAC_CTG3 | GALVESTON | GAS-GT | HOUSTON | 2018 | 65 | 49
236 | PHR PEAKERS (BAC) CTG 4 | BAC_CTG4 | GALVESTON | GAS-GT | HOUSTON | 2018 | 65 | 54
237 | PHR PEAKERS (BAC) CTG 5 | BAC_CTG5 | GALVESTON | GAS-GT | HOUSTON | 2018 | 65 | 54
238 | PHR PEAKERS (BAC) CTG 6 | BAC_CTG6 | GALVESTON | GAS-GT | HOUSTON | 2018 | 65 | 52
239 | POWERLANE PLANT STG 1 | STEAM1A_STEAM_1 | HUNT | GAS-ST | NORTH | 1966 | 18.75 | 17.5
240 | POWERLANE PLANT STG 2 | STEAM_STEAM_2 | HUNT | GAS-ST | NORTH | 1967 | 25 | 23.5
241 | POWERLANE PLANT STG 3 | STEAM_STEAM_3 | HUNT | GAS-ST | NORTH | 1978 | 43.2 | 39.5
242 | QUAIL RUN ENERGY CTG 1 | QALSW_GT1 | ECTOR | GAS-CC | WEST | 2007 | 90.6 | 74
243 | QUAIL RUN ENERGY CTG 2 | QALSW_GT2 | ECTOR | GAS-CC | WEST | 2007 | 90.6 | 74
244 | QUAIL RUN ENERGY CTG 3 | QALSW_GT3 | ECTOR | GAS-CC | WEST | 2008 | 90.6 | 72
245 | QUAIL RUN ENERGY CTG 4 | QALSW_GT4 | ECTOR | GAS-CC | WEST | 2008 | 90.6 | 72
246 | QUAIL RUN ENERGY STG 1 | QALSW_STG1 | ECTOR | GAS-CC | WEST | 2007 | 98.1 | 98
247 | QUAIL RUN ENERGY STG 2 | QALSW_STG2 | ECTOR | GAS-CC | WEST | 2008 | 98.1 | 98
248 | R W MILLER CTG 4 | MIL_MILLERG4 | PALO PINTO | GAS-GT | NORTH | 1994 | 115.25 | 100
249 | R W MILLER CTG 5 | MIL_MILLERG5 | PALO PINTO | GAS-GT | NORTH | 1994 | 115.25 | 100
250 | R W MILLER STG 1 | MIL_MILLERG1 | PALO PINTO | GAS-ST | NORTH | 1968 | 74.98 | 70
251 | R W MILLER STG 2 | MIL_MILLERG2 | PALO PINTO | GAS-ST | NORTH | 1972 | 113.61 | 118
252 | R W MILLER STG 3 | MIL_MILLERG3 | PALO PINTO | GAS-ST | NORTH | 1975 | 216.01 | 208
253 | RABBS POWER STATION (UNITS 3-5) | RAB_UNIT3 | FORT BEND | GAS-GT | HOUSTON | 2022 | 60.5 | 44.6
254 | RABBS POWER STATION (UNITS 3-5) | RAB_UNIT4 | FORT BEND | GAS-GT | HOUSTON | 2022 | 60.5 | 44.6
255 | RABBS POWER STATION (UNITS 3-5) | RAB_UNIT5 | FORT BEND | GAS-GT | HOUSTON | 2022 | 60.5 | 44.6
256 | RAY OLINGER CTG 4 | OLINGR_OLING_4 | COLLIN | GAS-GT | NORTH | 2001 | 88.4 | 80
257 | RAY OLINGER STG 2 | OLINGR_OLING_2 | COLLIN | GAS-ST | NORTH | 1971 | 113.64 | 107
258 | RAY OLINGER STG 3 | OLINGR_OLING_3 | COLLIN | GAS-ST | NORTH | 1975 | 156.6 | 146
259 | REDGATE IC A | REDGATE_AGR_A | HIDALGO | GAS-IC | SOUTH | 2016 | 56.28 | 56.3
260 | REDGATE IC B | REDGATE_AGR_B | HIDALGO | GAS-IC | SOUTH | 2016 | 56.28 | 56.3
261 | REDGATE IC C | REDGATE_AGR_C | HIDALGO | GAS-IC | SOUTH | 2016 | 56.28 | 56.3
262 | REDGATE IC D | REDGATE_AGR_D | HIDALGO | GAS-IC | SOUTH | 2016 | 56.28 | 56.3
263 | RIO NOGALES POWER CTG 1 | RIONOG_CT1 | GUADALUPE | GAS-CC | SOUTH | 2002 | 188.7 | 158
264 | RIO NOGALES POWER CTG 2 | RIONOG_CT2 | GUADALUPE | GAS-CC | SOUTH | 2002 | 188.7 | 158
265 | RIO NOGALES POWER CTG 3 | RIONOG_CT3 | GUADALUPE | GAS-CC | SOUTH | 2002 | 188.7 | 158
266 | RIO NOGALES POWER STG 4 | RIONOG_ST1 | GUADALUPE | GAS-CC | SOUTH | 2002 | 373.16 | 303
267 | SAM RAYBURN POWER CTG 7 | RAYBURN_RAYBURG7 | VICTORIA | GAS-CC | SOUTH | 2003 | 60.5 | 50
268 | SAM RAYBURN POWER CTG 8 | RAYBURN_RAYBURG8 | VICTORIA | GAS-CC | SOUTH | 2003 | 60.5 | 50
269 | SAM RAYBURN POWER CTG 9 | RAYBURN_RAYBURG9 | VICTORIA | GAS-CC | SOUTH | 2003 | 60.5 | 50
270 | SAM RAYBURN POWER STG 10 | RAYBURN_RAYBURG10 | VICTORIA | GAS-CC | SOUTH | 2003 | 41.98 | 40
271 | SAN JACINTO SES CTG 1 | SJS_SJS_G1 | HARRIS | GAS-GT | HOUSTON | 1995 | 88.23 | 80
272 | SAN JACINTO SES CTG 2 | SJS_SJS_G2 | HARRIS | GAS-GT | HOUSTON | 1995 | 88.23 | 80
273 | SANDHILL ENERGY CENTER CTG 1 | SANDHSYD_SH1 | TRAVIS | GAS-GT | SOUTH | 2001 | 60.5 | 47
274 | SANDHILL ENERGY CENTER CTG 2 | SANDHSYD_SH2 | TRAVIS | GAS-GT | SOUTH | 2001 | 60.5 | 47
275 | SANDHILL ENERGY CENTER CTG 3 | SANDHSYD_SH3 | TRAVIS | GAS-GT | SOUTH | 2001 | 60.5 | 47
276 | SANDHILL ENERGY CENTER CTG 4 | SANDHSYD_SH4 | TRAVIS | GAS-GT | SOUTH | 2001 | 60.5 | 47
277 | SANDHILL ENERGY CENTER CTG 5A | SANDHSYD_SH_5A | TRAVIS | GAS-CC | SOUTH | 2004 | 198.9 | 142
278 | SANDHILL ENERGY CENTER CTG 6 | SANDHSYD_SH6 | TRAVIS | GAS-GT | SOUTH | 2010 | 60.5 | 47
279 | SANDHILL ENERGY CENTER CTG 7 | SANDHSYD_SH7 | TRAVIS | GAS-GT | SOUTH | 2010 | 60.5 | 47
280 | SANDHILL ENERGY CENTER STG 5C | SANDHSYD_SH_5C | TRAVIS | GAS-CC | SOUTH | 2004 | 191 | 139
281 | SILAS RAY CTG 10 | SILASRAY_SILAS_10 | CAMERON | GAS-GT | COASTAL | 2004 | 60.5 | 46
282 | SILAS RAY POWER CTG 9 | SILASRAY_SILAS_9 | CAMERON | GAS-CC | COASTAL | 1996 | 50 | 38
283 | SILAS RAY POWER STG 6 | SILASRAY_SILAS_6 | CAMERON | GAS-CC | COASTAL | 1962 | 25 | 20
284 | SIM GIDEON STG 1 | GIDEON_GIDEONG1 | BASTROP | GAS-ST | SOUTH | 1965 | 136 | 130
285 | SIM GIDEON STG 2 | GIDEON_GIDEONG2 | BASTROP | GAS-ST | SOUTH | 1968 | 136 | 135
286 | SIM GIDEON STG 3 | GIDEON_GIDEONG3 | BASTROP | GAS-ST | SOUTH | 1972 | 351 | 336
287 | SKY GLOBAL POWER ONE IC A | SKY1_SKY1A | COLORADO | GAS-IC | SOUTH | 2016 | 25.71 | 26.7
288 | SKY GLOBAL POWER ONE IC B | SKY1_SKY1B | COLORADO | GAS-IC | SOUTH | 2016 | 25.71 | 26.7
289 | SPENCER STG U4 | SPNCER_SPNCE_4 | DENTON | GAS-ST | NORTH | 1966 | 61 | 57
290 | SPENCER STG U5 | SPNCER_SPNCE_5 | DENTON | GAS-ST | NORTH | 1973 | 65 | 61
291 | STRYKER CREEK STG 1 | SCSES_UNIT1A | CHEROKEE | GAS-ST | NORTH | 1958 | 177 | 167
292 | STRYKER CREEK STG 2 | SCSES_UNIT2 | CHEROKEE | GAS-ST | NORTH | 1965 | 479 | 502
293 | T H WHARTON CTG 1 | THW_THWGT_1 | HARRIS | GAS-GT | HOUSTON | 1967 | 16.32 | 14
294 | T H WHARTON POWER CTG 31 | THW_THWGT31 | HARRIS | GAS-CC | HOUSTON | 1972 | 51.3 | 54
295 | T H WHARTON POWER CTG 32 | THW_THWGT32 | HARRIS | GAS-CC | HOUSTON | 1972 | 51.3 | 54
296 | T H WHARTON POWER CTG 33 | THW_THWGT33 | HARRIS | GAS-CC | HOUSTON | 1972 | 51.3 | 54
297 | T H WHARTON POWER CTG 34 | THW_THWGT34 | HARRIS | GAS-CC | HOUSTON | 1972 | 51.3 | 54
298 | T H WHARTON POWER CTG 41 | THW_THWGT41 | HARRIS | GAS-CC | HOUSTON | 1972 | 51.3 | 54
299 | T H WHARTON POWER CTG 42 | THW_THWGT42 | HARRIS | GAS-CC | HOUSTON | 1972 | 51.3 | 54
300 | T H WHARTON POWER CTG 43 | THW_THWGT43 | HARRIS | GAS-CC | HOUSTON | 1974 | 62 | 54
301 | T H WHARTON POWER CTG 44 | THW_THWGT44 | HARRIS | GAS-CC | HOUSTON | 1974 | 62 | 54
302 | T H WHARTON POWER CTG 51 | THW_THWGT51 | HARRIS | GAS-GT | HOUSTON | 1975 | 85 | 56
303 | T H WHARTON POWER CTG 52 | THW_THWGT52 | HARRIS | GAS-GT | HOUSTON | 1975 | 85 | 56
304 | T H WHARTON POWER CTG 53 | THW_THWGT53 | HARRIS | GAS-GT | HOUSTON | 1975 | 85 | 56
305 | T H WHARTON POWER CTG 54 | THW_THWGT54 | HARRIS | GAS-GT | HOUSTON | 1975 | 85 | 56
306 | T H WHARTON POWER CTG 55 | THW_THWGT55 | HARRIS | GAS-GT | HOUSTON | 1975 | 85 | 56
307 | T H WHARTON POWER CTG 56 | THW_THWGT56 | HARRIS | GAS-GT | HOUSTON | 1975 | 85 | 56
308 | T H WHARTON POWER STG 3 | THW_THWST_3 | HARRIS | GAS-CC | HOUSTON | 1974 | 113.1 | 110
309 | T H WHARTON POWER STG 4 | THW_THWST_4 | HARRIS | GAS-CC | HOUSTON | 1974 | 113.1 | 110
310 | TEXAS CITY POWER CTG A | TXCTY_CTA | GALVESTON | GAS-CC | HOUSTON | 2000 | 129.06 | 80.3
311 | TEXAS CITY POWER CTG B | TXCTY_CTB | GALVESTON | GAS-CC | HOUSTON | 2000 | 129.06 | 80.3
312 | TEXAS CITY POWER CTG C | TXCTY_CTC | GALVESTON | GAS-CC | HOUSTON | 2000 | 129.06 | 80.3
313 | TEXAS CITY POWER STG | TXCTY_ST | GALVESTON | GAS-CC | HOUSTON | 2000 | 143.65 | 124.9
314 | TRINIDAD STG 6 | TRSES_UNIT6 | HENDERSON | GAS-ST | NORTH | 1965 | 239 | 235
315 | TOPAZ POWER PLANT U1 | TOPAZ_UNIT1 | GALVESTON | GAS-GT | HOUSTON | 2021 | 60.5 | 44.5
316 | TOPAZ POWER PLANT U2 | TOPAZ_UNIT2 | GALVESTON | GAS-GT | HOUSTON | 2021 | 60.5 | 44.5
317 | TOPAZ POWER PLANT U3 | TOPAZ_UNIT3 | GALVESTON | GAS-GT | HOUSTON | 2021 | 60.5 | 44.5
318 | TOPAZ POWER PLANT U4 | TOPAZ_UNIT4 | GALVESTON | GAS-GT | HOUSTON | 2021 | 60.5 | 44.5
319 | TOPAZ POWER PLANT U5 | TOPAZ_UNIT5 | GALVESTON | GAS-GT | HOUSTON | 2021 | 60.5 | 44.5
320 | TOPAZ POWER PLANT U6 | TOPAZ_UNIT6 | GALVESTON | GAS-GT | HOUSTON | 2021 | 60.5 | 44.5
321 | TOPAZ POWER PLANT U7 | TOPAZ_UNIT7 | GALVESTON | GAS-GT | HOUSTON | 2021 | 60.5 | 44.5
322 | TOPAZ POWER PLANT U8 | TOPAZ_UNIT8 | GALVESTON | GAS-GT | HOUSTON | 2021 | 60.5 | 44.5
323 | TOPAZ POWER PLANT U9 | TOPAZ_UNIT9 | GALVESTON | GAS-GT | HOUSTON | 2021 | 60.5 | 44.5
324 | TOPAZ POWER PLANT U10 | TOPAZ_UNIT10 | GALVESTON | GAS-GT | HOUSTON | 2021 | 60.5 | 44.5
325 | V H BRAUNIG CTG 5 | BRAUNIG_VHB6CT5 | BEXAR | GAS-GT | SOUTH | 2009 | 64.5 | 48
326 | V H BRAUNIG CTG 6 | BRAUNIG_VHB6CT6 | BEXAR | GAS-GT | SOUTH | 2009 | 64.5 | 48
327 | V H BRAUNIG CTG 7 | BRAUNIG_VHB6CT7 | BEXAR | GAS-GT | SOUTH | 2009 | 64.5 | 48
328 | V H BRAUNIG CTG 8 | BRAUNIG_VHB6CT8 | BEXAR | GAS-GT | SOUTH | 2009 | 64.5 | 47
329 | V H BRAUNIG STG 1 | BRAUNIG_VHB1 | BEXAR | GAS-ST | SOUTH | 1966 | 225 | 217
330 | V H BRAUNIG STG 2 | BRAUNIG_VHB2 | BEXAR | GAS-ST | SOUTH | 1968 | 240 | 230
331 | V H BRAUNIG STG 3 | BRAUNIG_VHB3 | BEXAR | GAS-ST | SOUTH | 1970 | 420 | 412
332 | VICTORIA CITY (CITYVICT) CTG 1 | CITYVICT_CTG01 | VICTORIA | GAS-GT | SOUTH | 2020 | 60.5 | 44
333 | VICTORIA CITY (CITYVICT) CTG 2 | CITYVICT_CTG02 | VICTORIA | GAS-GT | SOUTH | 2020 | 60.5 | 44
334 | VICTORIA PORT (VICTPORT) CTG 1 | VICTPORT_CTG01 | VICTORIA | GAS-GT | SOUTH | 2019 | 60.5 | 44
335 | VICTORIA PORT (VICTPORT) CTG 2 | VICTPORT_CTG02 | VICTORIA | GAS-GT | SOUTH | 2019 | 60.5 | 44
336 | VICTORIA POWER CTG 6 | VICTORIA_VICTORG6 | VICTORIA | GAS-CC | SOUTH | 2009 | 196.86 | 160
337 | VICTORIA POWER STG 5 | VICTORIA_VICTORG5 | VICTORIA | GAS-CC | SOUTH | 2009 | 180.2 | 125
338 | W A PARISH CTG 1 | WAP_WAPGT_1 | FORT BEND | GAS-GT | HOUSTON | 1967 | 16.32 | 13
339 | W A PARISH STG 1 | WAP_WAP_G1 | FORT BEND | GAS-ST | HOUSTON | 1958 | 187.85 | 169
340 | W A PARISH STG 2 | WAP_WAP_G2 | FORT BEND | GAS-ST | HOUSTON | 1958 | 187.85 | 169
341 | W A PARISH STG 3 | WAP_WAP_G3 | FORT BEND | GAS-ST | HOUSTON | 1961 | 299.2 | 240
342 | W A PARISH STG 4 | WAP_WAP_G4 | FORT BEND | GAS-ST | HOUSTON | 1968 | 580.5 | 527
343 | WICHITA FALLS CTG 1 | WFCOGEN_UNIT1 | WICHITA | GAS-CC | WEST | 1987 | 20 | 20
344 | WICHITA FALLS CTG 2 | WFCOGEN_UNIT2 | WICHITA | GAS-CC | WEST | 1987 | 20 | 20
345 | WICHITA FALLS CTG 3 | WFCOGEN_UNIT3 | WICHITA | GAS-CC | WEST | 1987 | 20 | 20
346 | WICHITA FALLS STG 4 | WFCOGEN_UNIT4 | WICHITA | GAS-CC | WEST | 1987 | 20 | 17
347 | WINCHESTER POWER PARK CTG 1 | WIPOPA_WPP_G1 | FAYETTE | GAS-GT | SOUTH | 2009 | 60.5 | 44
348 | WINCHESTER POWER PARK CTG 2 | WIPOPA_WPP_G2 | FAYETTE | GAS-GT | SOUTH | 2009 | 60.5 | 44
349 | WINCHESTER POWER PARK CTG 3 | WIPOPA_WPP_G3 | FAYETTE | GAS-GT | SOUTH | 2009 | 60.5 | 44
350 | WINCHESTER POWER PARK CTG 4 | WIPOPA_WPP_G4 | FAYETTE | GAS-GT | SOUTH | 2009 | 60.5 | 44
351 | WISE-TRACTEBEL POWER CTG 1 | WCPP_CT1 | WISE | GAS-CC | NORTH | 2004 | 275 | 241.4
352 | WISE-TRACTEBEL POWER CTG 2 | WCPP_CT2 | WISE | GAS-CC | NORTH | 2004 | 275 | 241.4
353 | WISE-TRACTEBEL POWER STG 1 | WCPP_ST1 | WISE | GAS-CC | NORTH | 2004 | 290 | 298
354 | WOLF HOLLOW POWER CTG 1 | WHCCS_CT1 | HOOD | GAS-CC | NORTH | 2002 | 264.5 | 238.5
355 | WOLF HOLLOW POWER CTG 2 | WHCCS_CT2 | HOOD | GAS-CC | NORTH | 2002 | 264.5 | 230.5
356 | WOLF HOLLOW POWER STG | WHCCS_STG | HOOD | GAS-CC | NORTH | 2002 | 300 | 268
357 | NACOGDOCHES POWER | NACPW_UNIT1 | NACOGDOCHES | BIOMASS | NORTH | 2012 | 116.45 | 105
358 | BIOENERGY AUSTIN WALZEM RD LFG | DG_WALZE_4UNITS | BEXAR | BIOMASS | SOUTH | 2002 | 9.8 | 9.8
359 | BIOENERGY TEXAS COVEL GARDENS LFG | DG_MEDIN_1UNIT | BEXAR | BIOMASS | SOUTH | 2005 | 9.6 | 9.6
360 | FARMERS BRANCH LANDFILL GAS TO ENERGY | DG_HBR_2UNITS | DENTON | BIOMASS | NORTH | 2011 | 3.2 | 3.2
361 | GRAND PRAIRIE LFG | DG_TRIRA_1UNIT | DALLAS | BIOMASS | NORTH | 2015 | 4 | 4
362 | NELSON GARDENS LFG | DG_78252_4UNITS | BEXAR | BIOMASS | SOUTH | 2013 | 4.2 | 4.2
363 | WM RENEWABLE-AUSTIN LFG | DG_SPRIN_4UNITS | TRAVIS | BIOMASS | SOUTH | 2007 | 6.4 | 6.4
364 | WM RENEWABLE-BIOENERGY PARTNERS LFG | DG_BIOE_2UNITS | DENTON | BIOMASS | NORTH | 1988 | 6.2 | 6.2
365 | WM RENEWABLE-DFW GAS RECOVERY LFG | DG_BIO2_4UNITS | DENTON | BIOMASS | NORTH | 2009 | 6.4 | 6.4
366 | WM RENEWABLE-MESQUITE CREEK LFG | DG_FREIH_2UNITS | COMAL | BIOMASS | SOUTH | 2011 | 3.2 | 3.2
367 | WM RENEWABLE-WESTSIDE LFG | DG_WSTHL_3UNITS | PARKER | BIOMASS | NORTH | 2010 | 4.8 | 4.8
368 | BRANDON (LP&L) (DGR) | BRANDON_UNIT1 | LUBBOCK | GAS-GT | PANHANDLE | 2021 | 25 | 20
369 | R MASSENGALE CTG 1 (LP&L) | MASSENGL_G6 | LUBBOCK | GAS-CC | PANHANDLE | 2021 | 20 | 18
370 | R MASSENGALE CTG 2 (LP&L) | MASSENGL_G7 | LUBBOCK | GAS-CC | PANHANDLE | 2021 | 20 | 18
371 | R MASSENGALE STG (LP&L) | MASSENGL_G8 | LUBBOCK | GAS-CC | PANHANDLE | 2021 | 58.9 | 38
372 | RABBS POWER STATION (UNITS 6-8) | RAB_UNIT6 | FORT BEND | GAS-GT | HOUSTON | 2022 | 60.5 | 44.6
373 | RABBS POWER STATION (UNITS 6-8) | RAB_UNIT7 | FORT BEND | GAS-GT | HOUSTON | 2022 | 60.5 | 44.6
374 | RABBS POWER STATION (UNITS 6-8) | RAB_UNIT8 | FORT BEND | GAS-GT | HOUSTON | 2022 | 60.5 | 44.6
375 | TY COOKE CTG 1 (LP&L) | TY_COOKE_GT2 | LUBBOCK | GAS-GT | PANHANDLE | 2021 | 18.7 | 14
376 | TY COOKE CTG 2 (LP&L) | TY_COOKE_GT3 | LUBBOCK | GAS-GT | PANHANDLE | 2021 | 26.6 | 17
377 | AMISTAD HYDRO 1 | AMISTAD_AMISTAG1 | VAL VERDE | HYDRO | WEST | 1983 | 34.7 | 37.9
378 | AMISTAD HYDRO 2 | AMISTAD_AMISTAG2 | VAL VERDE | HYDRO | WEST | 1983 | 34.7 | 37.9
379 | AUSTIN HYDRO 1 | AUSTPL_AUSTING1 | TRAVIS | HYDRO | SOUTH | 1940 | 9 | 8
380 | AUSTIN HYDRO 2 | AUSTPL_AUSTING2 | TRAVIS | HYDRO | SOUTH | 1940 | 9 | 9
381 | BUCHANAN HYDRO 1 | BUCHAN_BUCHANG1 | LLANO | HYDRO | SOUTH | 1938 | 18.3 | 16
382 | BUCHANAN HYDRO 2 | BUCHAN_BUCHANG2 | LLANO | HYDRO | SOUTH | 1938 | 18.3 | 16
383 | BUCHANAN HYDRO 3 | BUCHAN_BUCHANG3 | LLANO | HYDRO | SOUTH | 1950 | 18.3 | 17
384 | DENISON DAM 1 | DNDAM_DENISOG1 | GRAYSON | HYDRO | NORTH | 1944 | 50.8 | 49.5
385 | DENISON DAM 2 | DNDAM_DENISOG2 | GRAYSON | HYDRO | NORTH | 1948 | 50.8 | 49.5
386 | EAGLE PASS HYDRO | EAGLE_HY_EAGLE_HY1 | MAVERICK | HYDRO | SOUTH | 2005 | 9.6 | 9.6
387 | FALCON HYDRO 1 | FALCON_FALCONG1 | STARR | HYDRO | SOUTH | 1954 | 10.5 | 12
388 | FALCON HYDRO 2 | FALCON_FALCONG2 | STARR | HYDRO | SOUTH | 1954 | 10.5 | 12
389 | FALCON HYDRO 3 | FALCON_FALCONG3 | STARR | HYDRO | SOUTH | 1954 | 10.5 | 12
390 | GRANITE SHOALS HYDRO 1 | WIRTZ_WIRTZ_G1 | BURNET | HYDRO | SOUTH | 1951 | 27 | 29
391 | GRANITE SHOALS HYDRO 2 | WIRTZ_WIRTZ_G2 | BURNET | HYDRO | SOUTH | 1951 | 27 | 29
392 | GUADALUPE BLANCO RIVER AUTH-CANYON | CANYHY_CANYHYG1 | COMAL | HYDRO | SOUTH | 1989 | 6 | 6
393 | INKS HYDRO 1 | INKSDA_INKS_G1 | LLANO | HYDRO | SOUTH | 1938 | 15 | 14
394 | MARBLE FALLS HYDRO 1 | MARBFA_MARBFAG1 | BURNET | HYDRO | SOUTH | 1951 | 19.8 | 21
395 | MARBLE FALLS HYDRO 2 | MARBFA_MARBFAG2 | BURNET | HYDRO | SOUTH | 1951 | 19.8 | 20
396 | MARSHALL FORD HYDRO 1 | MARSFO_MARSFOG1 | TRAVIS | HYDRO | SOUTH | 1941 | 36 | 36
397 | MARSHALL FORD HYDRO 2 | MARSFO_MARSFOG2 | TRAVIS | HYDRO | SOUTH | 1941 | 36 | 36
398 | MARSHALL FORD HYDRO 3 | MARSFO_MARSFOG3 | TRAVIS | HYDRO | SOUTH | 1941 | 36 | 36
399 | WHITNEY DAM HYDRO | WND_WHITNEY1 | BOSQUE | HYDRO | NORTH | 1953 | 21 | 22
400 | WHITNEY DAM HYDRO 2 | WND_WHITNEY2 | BOSQUE | HYDRO | NORTH | 1953 | 21 | 22
401 | ARLINGTON OUTLET HYDROELECTRIC FACILITY | DG_OAKHL_1UNIT | TARRANT | HYDRO | NORTH | 2014 | 1.4 | 1.4
402 | GUADALUPE BLANCO RIVER AUTH-LAKEWOOD TAP | DG_LKWDT_2UNITS | GONZALES | HYDRO | SOUTH | 1931 | 4.8 | 4.8
403 | GUADALUPE BLANCO RIVER AUTH-MCQUEENEY | DG_MCQUE_5UNITS | GUADALUPE | HYDRO | SOUTH | 1928 | 7.7 | 7.7
404 | GUADALUPE BLANCO RIVER AUTH-SCHUMANSVILLE | DG_SCHUM_2UNITS | GUADALUPE | HYDRO | SOUTH | 1928 | 3.6 | 3.6
405 | LEWISVILLE HYDRO-CITY OF GARLAND | DG_LWSVL_1UNIT | DENTON | HYDRO | NORTH | 1991 | 2.2 | 2.2
406 | ANTELOPE IC 1 | AEEC_ANTLP_1 | HALE | GAS-IC | PANHANDLE | 2016 | 56.04 | 54
407 | ANTELOPE IC 2 | AEEC_ANTLP_2 | HALE | GAS-IC | PANHANDLE | 2016 | 56.04 | 54
408 | ANTELOPE IC 3 | AEEC_ANTLP_3 | HALE | GAS-IC | PANHANDLE | 2016 | 56.04 | 54
409 | ELK STATION CTG 1 | AEEC_ELK_1 | HALE | GAS-GT | PANHANDLE | 2016 | 202 | 190
410 | ELK STATION CTG 2 | AEEC_ELK_2 | HALE | GAS-GT | PANHANDLE | 2016 | 202 | 190
411 | TENASKA FRONTIER STATION CTG 1 | FTR_FTR_G1 | GRIMES | GAS-CC | NORTH | 2000 | 185 | 160
412 | TENASKA FRONTIER STATION CTG 2 | FTR_FTR_G2 | GRIMES | GAS-CC | NORTH | 2000 | 185 | 160
413 | TENASKA FRONTIER STATION CTG 3 | FTR_FTR_G3 | GRIMES | GAS-CC | NORTH | 2000 | 185 | 160
414 | TENASKA FRONTIER STATION STG 4 | FTR_FTR_G4 | GRIMES | GAS-CC | NORTH | 2000 | 400 | 400
415 | TENASKA GATEWAY STATION CTG 1 | TGCCS_CT1 | RUSK | GAS-CC | NORTH | 2001 | 179 | 156
416 | TENASKA GATEWAY STATION CTG 2 | TGCCS_CT2 | RUSK | GAS-CC | NORTH | 2001 | 179 | 135
417 | TENASKA GATEWAY STATION CTG 3 | TGCCS_CT3 | RUSK | GAS-CC | NORTH | 2001 | 179 | 153
418 | TENASKA GATEWAY STATION STG 4 | TGCCS_UNIT4 | RUSK | GAS-CC | NORTH | 2001 | 400 | 402
419 | TENASKA KIAMICHI STATION 1CT101 | KMCHI_1CT101 | FANNIN | GAS-CC | NORTH | 2003 | 185 | 151
420 | TENASKA KIAMICHI STATION 1CT201 | KMCHI_1CT201 | FANNIN | GAS-CC | NORTH | 2003 | 185 | 148
421 | TENASKA KIAMICHI STATION 1ST | KMCHI_1ST | FANNIN | GAS-CC | NORTH | 2003 | 318 | 310
422 | TENASKA KIAMICHI STATION 2CT101 | KMCHI_2CT101 | FANNIN | GAS-CC | NORTH | 2003 | 185 | 150
423 | TENASKA KIAMICHI STATION 2CT201 | KMCHI_2CT201 | FANNIN | GAS-CC | NORTH | 2003 | 185 | 152
424 | TENASKA KIAMICHI STATION 2ST | KMCHI_2ST | FANNIN | GAS-CC | NORTH | 2003 | 318 | 311
425 | ANTELOPE IC 1 | AEEC_ANTLP_1_UNAVAIL | HALE | GAS-IC | PANHANDLE | 2017 | -56.04 | -54
426 | ANTELOPE IC 2 | AEEC_ANTLP_2_UNAVAIL | HALE | GAS-IC | PANHANDLE | 2017 | -56.04 | -54
427 | ANTELOPE IC 3 | AEEC_ANTLP_3_UNAVAIL | HALE | GAS-IC | PANHANDLE | 2017 | -56.04 | -54
428 | ELK STATION CTG 1 | AEEC_ELK_1_UNAVAIL | HALE | GAS-GT | PANHANDLE | 2017 | -202 | -190
429 | ELK STATION CTG 2 | AEEC_ELK_2_UNAVAIL | HALE | GAS-GT | PANHANDLE | 2017 | -202 | -190
430 | WESTERN TRAIL WIND (AJAX WIND) | AJAXWIND_UNIT1 | WILBARGER | WIND-O | WEST | 2022 | 225.6 | 225.6
431 | WESTERN TRAIL WIND (AJAX WIND) U2 | AJAXWIND_UNIT2 | WILBARGER | WIND-O | WEST | 2022 | 141 | 141
432 | AMADEUS WIND 1 U1 | AMADEUS1_UNIT1 | FISHER | WIND-O | WEST | 2021 | 36.7 | 36.7
433 | AMADEUS WIND 1 U2 | AMADEUS1_UNIT2 | FISHER | WIND-O | WEST | 2021 | 35.8 | 35.8
434 | AMADEUS WIND 2 U1 | AMADEUS2_UNIT3 | FISHER | WIND-O | WEST | 2021 | 177.7 | 177.7
435 | ANACACHO WIND | ANACACHO_ANA | KINNEY | WIND-O | SOUTH | 2012 | 99.83 | 99.8
436 | AVIATOR WIND U1 | AVIATOR_UNIT1 | COKE | WIND-O | WEST | 2021 | 180.12 | 180.1
437 | AVIATOR WIND U2 | AVIATOR_UNIT2 | COKE | WIND-O | WEST | 2021 | 145.64 | 145.6
438 | AVIATOR WIND U3 | DEWOLF_UNIT1 | COKE | WIND-O | WEST | 2021 | 199.26 | 199.3
439 | BAFFIN WIND UNIT1 | BAFFIN_UNIT1 | KENEDY | WIND-C | COASTAL | 2016 | 100 | 100
440 | BAFFIN WIND UNIT2 | BAFFIN_UNIT2 | KENEDY | WIND-C | COASTAL | 2016 | 102 | 102
441 | BARROW RANCH (JUMBO HILL WIND) 1 | BARROW_UNIT1 | ANDREWS | WIND-O | WEST | 2021 | 90.2 | 90.2
442 | BARROW RANCH (JUMBO HILL WIND) 2 | BARROW_UNIT2 | ANDREWS | WIND-O | WEST | 2021 | 70.5 | 70.5
443 | BARTON CHAPEL WIND | BRTSW_BCW1 | JACK | WIND-O | NORTH | 2007 | 120 | 120
444 | BLUE SUMMIT WIND 1 A | BLSUMMIT_BLSMT1_5 | WILBARGER | WIND-O | WEST | 2013 | 9 | 8.8
445 | BLUE SUMMIT WIND 1 B | BLSUMMIT_BLSMT1_6 | WILBARGER | WIND-O | WEST | 2013 | 126.4 | 124.3
446 | BLUE SUMMIT WIND 2 A | BLSUMMIT_UNIT2_25 | WILBARGER | WIND-O | WEST | 2020 | 92.5 | 89.7
447 | BLUE SUMMIT WIND 2 B | BLSUMMIT_UNIT2_17 | WILBARGER | WIND-O | WEST | 2020 | 6.86 | 6.7
448 | BLUE SUMMIT WIND 3 A | BLSUMIT3_UNIT_17 | WILBARGER | WIND-O | WEST | 2020 | 13.7 | 13.4
449 | BLUE SUMMIT WIND 3 B | BLSUMIT3_UNIT_25 | WILBARGER | WIND-O | WEST | 2020 | 186.5 | 182.4
450 | BOBCAT BLUFF WIND | BCATWIND_WIND_1 | ARCHER | WIND-O | WEST | 2020 | 162 | 162
451 | BRISCOE WIND | BRISCOE_WIND | BRISCOE | WIND-P | PANHANDLE | 2015 | 149.85 | 149.8
452 | BRUENNING'S BREEZE A | BBREEZE_UNIT1 | WILLACY | WIND-C | COASTAL | 2017 | 120 | 120
453 | BRUENNING'S BREEZE B | BBREEZE_UNIT2 | WILLACY | WIND-C | COASTAL | 2017 | 108 | 108
454 | BUCKTHORN WIND 1 A | BUCKTHRN_UNIT1 | ERATH | WIND-O | NORTH | 2017 | 44.9 | 44.9
455 | BUCKTHORN WIND 1 B | BUCKTHRN_UNIT2 | ERATH | WIND-O | NORTH | 2017 | 55.7 | 55.7
456 | BUFFALO GAP WIND 1 | BUFF_GAP_UNIT1 | TAYLOR | WIND-O | WEST | 2006 | 120.6 | 120.6
457 | BUFFALO GAP WIND 2_1 | BUFF_GAP_UNIT2_1 | TAYLOR | WIND-O | WEST | 2007 | 115.5 | 115.5
458 | BUFFALO GAP WIND 2_2 | BUFF_GAP_UNIT2_2 | TAYLOR | WIND-O | WEST | 2007 | 117 | 117
459 | BUFFALO GAP WIND 3 | BUFF_GAP_UNIT3 | TAYLOR | WIND-O | WEST | 2008 | 170.2 | 170.2
460 | BULL CREEK WIND U1 | BULLCRK_WND1 | BORDEN | WIND-O | WEST | 2009 | 89 | 88
461 | BULL CREEK WIND U2 | BULLCRK_WND2 | BORDEN | WIND-O | WEST | 2009 | 91 | 90
462 | CABEZON WIND (RIO BRAVO I WIND) 1 A | CABEZON_WIND1 | STARR | WIND-O | SOUTH | 2019 | 115.2 | 115.2
463 | CABEZON WIND (RIO BRAVO I WIND) 1 B | CABEZON_WIND2 | STARR | WIND-O | SOUTH | 2019 | 122.4 | 122.4
464 | CALLAHAN WIND | CALLAHAN_WND1 | CALLAHAN | WIND-O | WEST | 2004 | 123.1 | 123.1
465 | CAMERON COUNTY WIND | CAMWIND_UNIT1 | CAMERON | WIND-C | COASTAL | 2016 | 165 | 165
466 | CAMP SPRINGS WIND 1 | CSEC_CSECG1 | SCURRY | WIND-O | WEST | 2007 | 134.42 | 130.5
467 | CAMP SPRINGS WIND 2 | CSEC_CSECG2 | SCURRY | WIND-O | WEST | 2007 | 123.6 | 120
468 | CANADIAN BREAKS WIND | CN_BRKS_UNIT_1 | OLDHAM | WIND-P | PANHANDLE | 2019 | 210.1 | 210.1
469 | CAPRICORN RIDGE WIND 1 | CAPRIDGE_CR1 | STERLING | WIND-O | WEST | 2007 | 231.7 | 231.7
470 | CAPRICORN RIDGE WIND 2 | CAPRIDGE_CR2 | STERLING | WIND-O | WEST | 2007 | 149.5 | 149.5
471 | CAPRICORN RIDGE WIND 3 | CAPRIDGE_CR3 | STERLING | WIND-O | WEST | 2008 | 200.9 | 200.9
472 | CAPRICORN RIDGE WIND 4 | CAPRIDG4_CR4 | STERLING | WIND-O | WEST | 2008 | 121.5 | 121.5
473 | CEDRO HILL WIND 1 | CEDROHIL_CHW1 | WEBB | WIND-O | SOUTH | 2010 | 75 | 75
474 | CEDRO HILL WIND 2 | CEDROHIL_CHW2 | WEBB | WIND-O | SOUTH | 2010 | 75 | 75
475 | CHALUPA WIND | CHALUPA_UNIT1 | CAMERON | WIND-C | COASTAL | 2021 | 173.25 | 173.3
476 | CHAMPION WIND | CHAMPION_UNIT1 | NOLAN | WIND-O | WEST | 2008 | 126.5 | 126.5
477 | CHAPMAN RANCH WIND IA (SANTA CRUZ) | SANTACRU_UNIT1 | NUECES | WIND-C | COASTAL | 2017 | 150.6 | 150.6
478 | CHAPMAN RANCH WIND IB (SANTA CRUZ) | SANTACRU_UNIT2 | NUECES | WIND-C | COASTAL | 2017 | 98.4 | 98.4
479 | COTTON PLAINS WIND | COTPLNS_COTTONPL | FLOYD | WIND-P | PANHANDLE | 2017 | 50.4 | 50.4
480 | CRANELL WIND | CRANELL_UNIT1 | REFUGIO | WIND-C | COASTAL | 2022 | 220 | 220
481 | DERMOTT WIND 1_1 | DERMOTT_UNIT1 | SCURRY | WIND-O | WEST | 2017 | 126.5 | 126.5
482 | DERMOTT WIND 1_2 | DERMOTT_UNIT2 | SCURRY | WIND-O | WEST | 2017 | 126.5 | 126.5
483 | DESERT SKY WIND 1 A | DSKYWND1_UNIT_1A | PECOS | WIND-O | WEST | 2022 | 65.79 | 64.5
484 | DESERT SKY WIND 2 A | DSKYWND1_UNIT_1B | PECOS | WIND-O | WEST | 2022 | 23.93 | 23.4
485 | DESERT SKY WIND 1 B | DSKYWND2_UNIT_2A | PECOS | WIND-O | WEST | 2022 | 65.79 | 64.5
486 | DESERT SKY WIND 2 B | DSKYWND2_UNIT_2B | PECOS | WIND-O | WEST | 2022 | 14.74 | 14.4
487 | DOUG COLBECK'S CORNER (CONWAY) A | GRANDVW1_COLA | CARSON | WIND-P | PANHANDLE | 2016 | 100.24 | 100.2
488 | DOUG COLBECK'S CORNER (CONWAY) B | GRANDVW1_COLB | CARSON | WIND-P | PANHANDLE | 2016 | 100.24 | 100.2
489 | EAST RAYMOND WIND (EL RAYO) U1 | EL_RAYO_UNIT1 | WILLACY | WIND-C | COASTAL | 2021 | 101.2 | 98
490 | EAST RAYMOND WIND (EL RAYO) U2 | EL_RAYO_UNIT2 | WILLACY | WIND-C | COASTAL | 2021 | 99 | 96
491 | ELBOW CREEK WIND | ELB_ELBCREEK | HOWARD | WIND-O | WEST | 2008 | 121.9 | 121.9
492 | ELECTRA WIND 1 | DIGBY_UNIT1 | WILBARGER | WIND-O | WEST | 2017 | 101.31 | 98.9
493 | ELECTRA WIND 2 | DIGBY_UNIT2 | WILBARGER | WIND-O | WEST | 2017 | 134.29 | 131.1
494 | ESPIRITU WIND | CHALUPA_UNIT2 | CAMERON | WIND-C | COASTAL | 2021 | 25.2 | 25.2
495 | FLAT TOP WIND I | FTWIND_UNIT_1 | MILLS | WIND-O | NORTH | 2018 | 200 | 200
496 | FLUVANNA RENEWABLE 1 A | FLUVANNA_UNIT1 | SCURRY | WIND-O | WEST | 2017 | 79.8 | 79.8
497 | FLUVANNA RENEWABLE 1 B | FLUVANNA_UNIT2 | SCURRY | WIND-O | WEST | 2017 | 75.6 | 75.6
498 | FOARD CITY WIND 1 A | FOARDCTY_UNIT1 | FOARD | WIND-O | WEST | 2019 | 186.48 | 186.5
499 | FOARD CITY WIND 1 B | FOARDCTY_UNIT2 | FOARD | WIND-O | WEST | 2019 | 163.8 | 163.8
500 | FOREST CREEK WIND | MCDLD_FCW1 | GLASSCOCK | WIND-O | WEST | 2007 | 124.2 | 124.2
501 | GOAT WIND | GOAT_GOATWIND | STERLING | WIND-O | WEST | 2008 | 80 | 80
502 | GOAT WIND 2 | GOAT_GOATWIN2 | STERLING | WIND-O | WEST | 2010 | 69.6 | 69.6
503 | GOLDTHWAITE WIND 1 | GWEC_GWEC_G1 | MILLS | WIND-O | NORTH | 2014 | 148.6 | 148.6
504 | GOPHER CREEK WIND 1 | GOPHER_UNIT1 | BORDEN | WIND-O | WEST | 2020 | 82 | 82
505 | GOPHER CREEK WIND 2 | GOPHER_UNIT2 | BORDEN | WIND-O | WEST | 2020 | 76 | 76
506 | GRANDVIEW WIND 1 (CONWAY) GV1A | GRANDVW1_GV1A | CARSON | WIND-P | PANHANDLE | 2014 | 107.4 | 107.4
507 | GRANDVIEW WIND 1 (CONWAY) GV1B | GRANDVW1_GV1B | CARSON | WIND-P | PANHANDLE | 2014 | 103.8 | 103.8
508 | GREEN MOUNTAIN WIND (BRAZOS) U1 | BRAZ_WND_WND1 | SCURRY | WIND-O | WEST | 2003 | 99 | 99
509 | GREEN MOUNTAIN WIND (BRAZOS) U2 | BRAZ_WND_WND2 | SCURRY | WIND-O | WEST | 2003 | 61 | 61
510 | GREEN PASTURES WIND I | GPASTURE_WIND_I | BAYLOR | WIND-O | WEST | 2015 | 150 | 150
511 | GRIFFIN TRAIL WIND U1 | GRIF_TRL_UNIT1 | KNOX | WIND-O | WEST | 2021 | 98.7 | 98.7
512 | GRIFFIN TRAIL WIND U2 | GRIF_TRL_UNIT2 | KNOX | WIND-O | WEST | 2021 | 126.9 | 126.9
513 | GULF WIND I | TGW_T1 | KENEDY | WIND-C | COASTAL | 2021 | 141.6 | 141.6
514 | GULF WIND II | TGW_T2 | KENEDY | WIND-C | COASTAL | 2021 | 141.6 | 141.6
515 | GUNSIGHT MOUNTAIN WIND | GUNMTN_G1 | HOWARD | WIND-O | WEST | 2016 | 119.93 | 119.9
516 | HACKBERRY WIND | HWF_HWFG1 | SHACKELFORD | WIND-O | WEST | 2008 | 165.6 | 163.5
517 | HARBOR WIND | DG_NUECE_6UNITS | NUECES | WIND-C | COASTAL | 2012 | 9 | 9
518 | HEREFORD WIND G | HRFDWIND_WIND_G | DEAF SMITH | WIND-P | PANHANDLE | 2015 | 99.9 | 99.9
519 | HEREFORD WIND V | HRFDWIND_WIND_V | DEAF SMITH | WIND-P | PANHANDLE | 2015 | 100 | 100
520 | HICKMAN (SANTA RITA WIND) 1 | HICKMAN_G1 | REAGAN | WIND-O | WEST | 2018 | 152.5 | 152.5
521 | HICKMAN (SANTA RITA WIND) 2 | HICKMAN_G2 | REAGAN | WIND-O | WEST | 2018 | 147.5 | 147.5
522 | HIDALGO & STARR WIND 11 | MIRASOLE_MIR11 | HIDALGO | WIND-O | SOUTH | 2016 | 52 | 52
523 | HIDALGO & STARR WIND 12 | MIRASOLE_MIR12 | HIDALGO | WIND-O | SOUTH | 2016 | 98 | 98
524 | HIDALGO & STARR WIND 21 | MIRASOLE_MIR21 | HIDALGO | WIND-O | SOUTH | 2016 | 100 | 100
525 | HIDALGO II WIND | MIRASOLE_MIR13 | HIDALGO | WIND-O | SOUTH | 2021 | 50.4 | 50.4
526 | HIGH LONESOME W 1A | HI_LONE_WGR1A | CROCKETT | WIND-O | WEST | 2021 | 46 | 46
527 | HIGH LONESOME W 1B | HI_LONE_WGR1B | CROCKETT | WIND-O | WEST | 2021 | 51.9 | 52
528 | HIGH LONESOME W 1C | HI_LONE_WGR1C | CROCKETT | WIND-O | WEST | 2021 | 25.3 | 25.3
529 | HIGH LONESOME W 2 | HI_LONE_WGR2 | CROCKETT | WIND-O | WEST | 2021 | 122.4 | 122.5
530 | HIGH LONESOME W 2A | HI_LONE_WGR2A | CROCKETT | WIND-O | WEST | 2021 | 25.3 | 25.3
531 | HIGH LONESOME W 3 | HI_LONE_WGR3 | CROCKETT | WIND-O | WEST | 2021 | 127.5 | 127.6
532 | HIGH LONESOME W 4 | HI_LONE_WGR4 | CROCKETT | WIND-O | WEST | 2021 | 101.5 | 101.6
533 | HORSE CREEK WIND 1 | HORSECRK_UNIT1 | HASKELL | WIND-O | WEST | 2017 | 134.81 | 131.1
534 | HORSE CREEK WIND 2 | HORSECRK_UNIT2 | HASKELL | WIND-O | WEST | 2017 | 101.69 | 98.9
535 | HORSE HOLLOW WIND 1 | H_HOLLOW_WND1 | TAYLOR | WIND-O | WEST | 2005 | 230 | 230
536 | HORSE HOLLOW WIND 2 | HHOLLOW2_WIND1 | TAYLOR | WIND-O | WEST | 2006 | 184 | 184
537 | HORSE HOLLOW WIND 3 | HHOLLOW3_WND_1 | TAYLOR | WIND-O | WEST | 2006 | 241.4 | 241.4
538 | HORSE HOLLOW WIND 4 | HHOLLOW4_WND1 | TAYLOR | WIND-O | WEST | 2006 | 115 | 115
539 | INADALE WIND 1 | INDL_INADALE1 | NOLAN | WIND-O | WEST | 2008 | 95 | 95
540 | INADALE WIND 2 | INDL_INADALE2 | NOLAN | WIND-O | WEST | 2008 | 102 | 102
541 | INDIAN MESA WIND | INDNNWP_INDNNWP2 | PECOS | WIND-O | WEST | 2001 | 91.8 | 91.8
542 | JAVELINA I WIND 18 | BORDAS_JAVEL18 | WEBB | WIND-O | SOUTH | 2015 | 19.69 | 19.7
543 | JAVELINA I WIND 20 | BORDAS_JAVEL20 | WEBB | WIND-O | SOUTH | 2015 | 230 | 230
544 | JAVELINA II WIND 1 | BORDAS2_JAVEL2_A | WEBB | WIND-O | SOUTH | 2017 | 96 | 96
545 | JAVELINA II WIND 2 | BORDAS2_JAVEL2_B | WEBB | WIND-O | SOUTH | 2017 | 74 | 74
546 | JAVELINA II WIND 3 | BORDAS2_JAVEL2_C | WEBB | WIND-O | SOUTH | 2017 | 30 | 30
547 | JUMBO ROAD WIND 1 | HRFDWIND_JRDWIND1 | DEAF SMITH | WIND-P | PANHANDLE | 2015 | 146.15 | 146.2
548 | JUMBO ROAD WIND 2 | HRFDWIND_JRDWIND2 | DEAF SMITH | WIND-P | PANHANDLE | 2015 | 153.55 | 153.6
549 | KARANKAWA WIND 1A | KARAKAW1_UNIT1 | SAN PATRICIO | WIND-C | COASTAL | 2019 | 103.32 | 103.3
550 | KARANKAWA WIND 1B | KARAKAW1_UNIT2 | SAN PATRICIO | WIND-C | COASTAL | 2019 | 103.32 | 103.3
551 | KARANKAWA WIND 2 | KARAKAW2_UNIT3 | SAN PATRICIO | WIND-C | COASTAL | 2019 | 100.42 | 100.4
552 | KEECHI WIND | KEECHI_U1 | JACK | WIND-O | NORTH | 2015 | 110 | 110
553 | LANGFORD WIND POWER | LGD_LANGFORD | TOM GREEN | WIND-O | WEST | 2009 | 159.96 | 160
554 | LOCKETT WIND FARM | LOCKETT_UNIT1 | WILBARGER | WIND-O | WEST | 2019 | 183.7 | 183.7
555 | LOGANS GAP WIND I U1 | LGW_UNIT1 | COMANCHE | WIND-O | NORTH | 2015 | 106.26 | 106.3
556 | LOGANS GAP WIND I U2 | LGW_UNIT2 | COMANCHE | WIND-O | NORTH | 2015 | 103.85 | 103.8
557 | LONE STAR WIND 1 (MESQUITE) | LNCRK_G83 | SHACKELFORD | WIND-O | WEST | 2006 | 194 | 194
558 | LONE STAR WIND 2 (POST OAK) U1 | LNCRK2_G871 | SHACKELFORD | WIND-O | WEST | 2007 | 98 | 98
559 | LONE STAR WIND 2 (POST OAK) U2 | LNCRK2_G872 | SHACKELFORD | WIND-O | WEST | 2007 | 100 | 100
560 | LONGHORN WIND NORTH U1 | LHORN_N_UNIT1 | FLOYD | WIND-P | PANHANDLE | 2015 | 100 | 100
561 | LONGHORN WIND NORTH U2 | LHORN_N_UNIT2 | FLOYD | WIND-P | PANHANDLE | 2015 | 100 | 100
562 | LORAINE WINDPARK I | LONEWOLF_G1 | MITCHELL | WIND-O | WEST | 2010 | 48 | 48
563 | LORAINE WINDPARK II | LONEWOLF_G2 | MITCHELL | WIND-O | WEST | 2010 | 51 | 51
564 | LORAINE WINDPARK III | LONEWOLF_G3 | MITCHELL | WIND-O | WEST | 2011 | 25.5 | 25.5
565 | LORAINE WINDPARK IV | LONEWOLF_G4 | MITCHELL | WIND-O | WEST | 2011 | 24 | 24
566 | LOS VIENTOS III WIND | LV3_UNIT_1 | STARR | WIND-O | SOUTH | 2015 | 200 | 200
567 | LOS VIENTOS IV WIND | LV4_UNIT_1 | STARR | WIND-O | SOUTH | 2016 | 200 | 200
568 | LOS VIENTOS V WIND | LV5_UNIT_1 | STARR | WIND-O | SOUTH | 2016 | 110 | 110
569 | LOS VIENTOS WIND I | LV1_LV1A | WILLACY | WIND-C | COASTAL | 2013 | 200.1 | 200.1
570 | LOS VIENTOS WIND II | LV2_LV2 | WILLACY | WIND-C | COASTAL | 2013 | 201.6 | 201.6
571 | MAGIC VALLEY WIND (REDFISH) 1A | REDFISH_MV1A | WILLACY | WIND-C | COASTAL | 2012 | 99.83 | 99.8
572 | MAGIC VALLEY WIND (REDFISH) 1B | REDFISH_MV1B | WILLACY | WIND-C | COASTAL | 2012 | 103.46 | 103.5
573 | MARIAH DEL NORTE 1 | MARIAH_NORTE1 | PARMER | WIND-P | PANHANDLE | 2017 | 115.2 | 115.2
574 | MARIAH DEL NORTE 2 | MARIAH_NORTE2 | PARMER | WIND-P | PANHANDLE | 2017 | 115.2 | 115.2
575 | MAVERICK CREEK WIND WEST U1 | MAVCRK_W_UNIT1 | CONCHO | WIND-O | WEST | 2022 | 201.6 | 201.6
576 | MAVERICK CREEK WIND WEST U2 | MAVCRK_W_UNIT2 | CONCHO | WIND-O | WEST | 2022 | 11.1 | 11.1
577 | MAVERICK CREEK WIND WEST U3 | MAVCRK_W_UNIT3 | CONCHO | WIND-O | WEST | 2022 | 33.6 | 33.6
578 | MAVERICK CREEK WIND WEST U4 | MAVCRK_W_UNIT4 | CONCHO | WIND-O | WEST | 2022 | 22.2 | 22.2
579 | MAVERICK CREEK WIND EAST U1 | MAVCRK_E_UNIT5 | CONCHO | WIND-O | WEST | 2022 | 71.4 | 71.4
580 | MAVERICK CREEK WIND EAST U2 | MAVCRK_E_UNIT6 | CONCHO | WIND-O | WEST | 2022 | 33.3 | 33.3
581 | MAVERICK CREEK WIND EAST U3 | MAVCRK_E_UNIT7 | CONCHO | WIND-O | WEST | 2022 | 22 | 22
582 | MAVERICK CREEK WIND EAST U4 | MAVCRK_E_UNIT8 | CONCHO | WIND-O | WEST | 2022 | 20 | 20
583 | MAVERICK CREEK WIND EAST U5 | MAVCRK_E_UNIT9 | CONCHO | WIND-O | WEST | 2022 | 76.8 | 76.8
584 | MCADOO WIND | MWEC_G1 | DICKENS | WIND-P | PANHANDLE | 2008 | 150 | 150
585 | MESQUITE CREEK WIND 1 | MESQCRK_WND1 | DAWSON | WIND-O | WEST | 2015 | 105.61 | 105.6
586 | MESQUITE CREEK WIND 2 | MESQCRK_WND2 | DAWSON | WIND-O | WEST | 2015 | 105.61 | 105.6
587 | MIAMI WIND G1 | MIAM1_G1 | GRAY | WIND-P | PANHANDLE | 2014 | 144.3 | 144.3
588 | MIAMI WIND G2 | MIAM1_G2 | GRAY | WIND-P | PANHANDLE | 2014 | 144.3 | 144.3
589 | MIDWAY WIND | MIDWIND_UNIT1 | SAN PATRICIO | WIND-C | COASTAL | 2019 | 162.8 | 162.8
590 | NIELS BOHR WIND A (BEARKAT WIND A) | NBOHR_UNIT1 | GLASSCOCK | WIND-O | WEST | 2018 | 196.6 | 196.6
591 | NOTREES WIND 1 | NWF_NWF1 | WINKLER | WIND-O | WEST | 2009 | 92.61 | 92.6
592 | NOTREES WIND 2 | NWF_NWF2 | WINKLER | WIND-O | WEST | 2009 | 60 | 60
593 | OCOTILLO WIND | OWF_OWF | HOWARD | WIND-O | WEST | 2008 | 58.8 | 58.8
594 | OLD SETTLER WIND | COTPLNS_OLDSETLR | FLOYD | WIND-P | PANHANDLE | 2017 | 151.2 | 151.2
595 | OVEJA WIND U1 | OVEJA_G1 | IRION | WIND-O | WEST | 2021 | 151.2 | 151.2
596 | OVEJA WIND U2 | OVEJA_G2 | IRION | WIND-O | WEST | 2021 | 151.2 | 151.2
597 | PALMAS ALTAS WIND | PALMWIND_UNIT1 | CAMERON | WIND-C | COASTAL | 2020 | 144.9 | 144.9
598 | PANHANDLE WIND 1 U1 | PH1_UNIT1 | CARSON | WIND-P | PANHANDLE | 2014 | 109.15 | 109.2
599 | PANHANDLE WIND 1 U2 | PH1_UNIT2 | CARSON | WIND-P | PANHANDLE | 2014 | 109.15 | 109.2
600 | PANHANDLE WIND 2 U1 | PH2_UNIT1 | CARSON | WIND-P | PANHANDLE | 2014 | 94.19 | 94.2
601 | PANHANDLE WIND 2 U2 | PH2_UNIT2 | CARSON | WIND-P | PANHANDLE | 2014 | 96.6 | 96.6
602 | PANTHER CREEK WIND 1 | PC_NORTH_PANTHER1 | HOWARD | WIND-O | WEST | 2008 | 142.5 | 142.5
603 | PANTHER CREEK WIND 2 | PC_SOUTH_PANTHER2 | HOWARD | WIND-O | WEST | 2019 | 115.5 | 115.5
604 | PANTHER CREEK WIND 3 A | PC_SOUTH_PANTH31 | HOWARD | WIND-O | WEST | 2022 | 106.92 | 106.9
605 | PANTHER CREEK WIND 3 B | PC_SOUTH_PANTH32 | HOWARD | WIND-O | WEST | 2022 | 108.54 | 108.5
606 | PAPALOTE CREEK WIND | PAP1_PAP1 | SAN PATRICIO | WIND-C | COASTAL | 2009 | 179.85 | 179.9
607 | PAPALOTE CREEK WIND II | COTTON_PAP2 | SAN PATRICIO | WIND-C | COASTAL | 2010 | 200.12 | 200.1
608 | PECOS WIND 1 (WOODWARD) | WOODWRD1_WOODWRD1 | PECOS | WIND-O | WEST | 2001 | 91.7 | 91.7
609 | PECOS WIND 2 (WOODWARD) | WOODWRD2_WOODWRD2 | PECOS | WIND-O | WEST | 2001 | 86 | 85.8
610 | PENASCAL WIND 1 | PENA_UNIT1 | KENEDY | WIND-C | COASTAL | 2009 | 160.8 | 160.8
611 | PENASCAL WIND 2 | PENA_UNIT2 | KENEDY | WIND-C | COASTAL | 2009 | 141.6 | 141.6
612 | PENASCAL WIND 3 | PENA3_UNIT3 | KENEDY | WIND-C | COASTAL | 2011 | 100.8 | 100.8
613 | PEYTON CREEK WIND | PEY_UNIT1 | MATAGORDA | WIND-C | COASTAL | 2020 | 151.2 | 151.2
614 | PYRON WIND 1 | PYR_PYRON1 | NOLAN | WIND-O | WEST | 2008 | 121.5 | 121.5
615 | PYRON WIND 2 | PYR_PYRON2 | NOLAN | WIND-O | WEST | 2008 | 127.5 | 127.5
616 | RANCHERO WIND | RANCHERO_UNIT1 | CROCKETT | WIND-O | WEST | 2020 | 150 | 150
617 | RANCHERO WIND | RANCHERO_UNIT2 | CROCKETT | WIND-O | WEST | 2020 | 150 | 150
618 | RATTLESNAKE I WIND ENERGY CENTER G1 | RSNAKE_G1 | GLASSCOCK | WIND-O | WEST | 2015 | 104.26 | 104.3
619 | RATTLESNAKE I WIND ENERGY CENTER G2 | RSNAKE_G2 | GLASSCOCK | WIND-O | WEST | 2015 | 102.99 | 103
620 | RED CANYON WIND | RDCANYON_RDCNY1 | BORDEN | WIND-O | WEST | 2006 | 89.6 | 89.6
621 | ROCK SPRINGS VAL VERDE WIND (FERMI) 1 | FERMI_WIND1 | VAL VERDE | WIND-O | WEST | 2017 | 121.9 | 121.9
622 | ROCK SPRINGS VAL VERDE WIND (FERMI) 2 | FERMI_WIND2 | VAL VERDE | WIND-O | WEST | 2017 | 27.44 | 27.4
623 | ROSCOE WIND | TKWSW1_ROSCOE | NOLAN | WIND-O | WEST | 2008 | 114 | 114
624 | ROSCOE WIND 2A | TKWSW1_ROSCOE2A | NOLAN | WIND-O | WEST | 2008 | 95 | 95
625 | ROUTE 66 WIND | ROUTE_66_WIND1 | CARSON | WIND-P | PANHANDLE | 2015 | 150 | 150
626 | RTS 2 WIND (HEART OF TEXAS WIND) U1 | RTS2_U1 | MCCULLOCH | WIND-O | SOUTH | 2021 | 89.9 | 89.9
627 | RTS 2 WIND (HEART OF TEXAS WIND) U2 | RTS2_U2 | MCCULLOCH | WIND-O | SOUTH | 2021 | 89.9 | 89.9
628 | RTS WIND | RTS_U1 | MCCULLOCH | WIND-O | SOUTH | 2018 | 160 | 160
629 | SAGE DRAW WIND U1 | SAGEDRAW_UNIT1 | LYNN | WIND-O | WEST | 2022 | 169.2 | 169.2
630 | SAGE DRAW WIND U2 | SAGEDRAW_UNIT2 | LYNN | WIND-O | WEST | 2022 | 169.2 | 169.2
631 | SALT FORK 1 WIND U1 | SALTFORK_UNIT1 | DONLEY | WIND-P | PANHANDLE | 2017 | 64 | 64
632 | SALT FORK 1 WIND U2 | SALTFORK_UNIT2 | DONLEY | WIND-P | PANHANDLE | 2017 | 110 | 110
633 | SAN ROMAN WIND | SANROMAN_WIND_1 | CAMERON | WIND-C | COASTAL | 2017 | 95.25 | 95.2
634 | SAND BLUFF WIND | MCDLD_SBW1 | GLASSCOCK | WIND-O | WEST | 2008 | 90 | 90
635 | SENATE WIND | SENATEWD_UNIT1 | JACK | WIND-O | NORTH | 2012 | 150 | 150
636 | SENDERO WIND ENERGY | EXGNSND_WIND_1 | JIM HOGG | WIND-O | SOUTH | 2015 | 78 | 78
637 | SEYMOUR HILLS WIND (S_HILLS WIND) | S_HILLS_UNIT1 | BAYLOR | WIND-O | WEST | 2019 | 30.24 | 30.2
638 | SHAFFER (PATRIOT WIND/PETRONILLA) | SHAFFER_UNIT1 | NUECES | WIND-C | COASTAL | 2021 | 226.05 | 226.1
639 | SHANNON WIND | SHANNONW_UNIT_1 | CLAY | WIND-O | WEST | 2015 | 204.1 | 204.1
640 | SHERBINO 2 WIND | KEO_SHRBINO2 | PECOS | WIND-O | WEST | 2011 | 132 | 132
641 | SILVER STAR WIND | FLTCK_SSI | ERATH | WIND-O | NORTH | 2008 | 52.8 | 52.8
642 | SOUTH PLAINS WIND 1 U1 | SPLAIN1_WIND1 | FLOYD | WIND-P | PANHANDLE | 2015 | 102 | 102
643 | SOUTH PLAINS WIND 1 U2 | SPLAIN1_WIND2 | FLOYD | WIND-P | PANHANDLE | 2015 | 98 | 98
644 | SOUTH PLAINS WIND 2 U1 | SPLAIN2_WIND21 | FLOYD | WIND-P | PANHANDLE | 2016 | 148.5 | 148.5
645 | SOUTH PLAINS WIND 2 U2 | SPLAIN2_WIND22 | FLOYD | WIND-P | PANHANDLE | 2016 | 151.8 | 151.8
646 | SOUTH TRENT WIND | STWF_T1 | NOLAN | WIND-O | WEST | 2008 | 101.2 | 98.2
647 | SPINNING SPUR WIND TWO A | SSPURTWO_WIND_1 | OLDHAM | WIND-P | PANHANDLE | 2014 | 160.95 | 161
648 | SPINNING SPUR WIND TWO B | SSPURTWO_SS3WIND2 | OLDHAM | WIND-P | PANHANDLE | 2015 | 98 | 98
649 | SPINNING SPUR WIND TWO C | SSPURTWO_SS3WIND1 | OLDHAM | WIND-P | PANHANDLE | 2015 | 96 | 96
650 | STANTON WIND ENERGY | SWEC_G1 | MARTIN | WIND-O | WEST | 2008 | 123.6 | 120
651 | STELLA WIND | STELLA_UNIT1 | KENEDY | WIND-C | COASTAL | 2018 | 201 | 201
652 | STEPHENS RANCH WIND 1 | SRWE1_UNIT1 | BORDEN | WIND-O | WEST | 2014 | 213.82 | 211.2
653 | STEPHENS RANCH WIND 2 | SRWE1_SRWE2 | BORDEN | WIND-O | WEST | 2015 | 166.52 | 164.7
654 | SWEETWATER WIND 1 | SWEETWND_WND1 | NOLAN | WIND-O | WEST | 2003 | 37.5 | 42.5
655 | SWEETWATER WIND 2A | SWEETWN2_WND24 | NOLAN | WIND-O | WEST | 2006 | 16 | 16.8
656 | SWEETWATER WIND 2B | SWEETWN2_WND2 | NOLAN | WIND-O | WEST | 2004 | 105.3 | 110.8
657 | SWEETWATER WIND 3A | SWEETWN3_WND3A | NOLAN | WIND-O | WEST | 2011 | 30.78 | 33.6
658 | SWEETWATER WIND 3B | SWEETWN3_WND3B | NOLAN | WIND-O | WEST | 2011 | 108.54 | 118.6
659 | SWEETWATER WIND 4-4A | SWEETWN4_WND4A | NOLAN | WIND-O | WEST | 2007 | 119 | 125
660 | SWEETWATER WIND 4-4B | SWEETWN4_WND4B | NOLAN | WIND-O | WEST | 2007 | 105.8 | 112
661 | SWEETWATER WIND 4-5 | SWEETWN5_WND5 | NOLAN | WIND-O | WEST | 2007 | 80.5 | 85
662 | TAHOKA WIND 1 | TAHOKA_UNIT_1 | LYNN | WIND-O | WEST | 2019 | 150 | 150
663 | TAHOKA WIND 2 | TAHOKA_UNIT_2 | LYNN | WIND-O | WEST | 2019 | 150 | 150
664 | TEXAS BIG SPRING WIND A | SGMTN_SIGNALMT | HOWARD | WIND-O | WEST | 1999 | 27.72 | 27.7
665 | TEXAS BIG SPRING WIND B | SGMTN_SIGNALM2 | HOWARD | WIND-O | WEST | 1999 | 6.6 | 6.6
666 | TORRECILLAS WIND 1 | TORR_UNIT1_25 | WEBB | WIND-O | SOUTH | 2019 | 150 | 150
667 | TORRECILLAS WIND 2 | TORR_UNIT2_23 | WEBB | WIND-O | SOUTH | 2019 | 23 | 23
668 | TORRECILLAS WIND 3 | TORR_UNIT2_25 | WEBB | WIND-O | SOUTH | 2019 | 127.5 | 127.5
669 | TRENT WIND 1 A | TRENT_TRENT | NOLAN | WIND-O | WEST | 2001 | 38.25 | 38.3
670 | TRENT WIND 1 B | TRENT_UNIT_1B | NOLAN | WIND-O | WEST | 2018 | 15.59 | 15.6
671 | TRENT WIND 2 | TRENT_UNIT_2 | NOLAN | WIND-O | WEST | 2018 | 50.49 | 50.5
672 | TRENT WIND 3 A | TRENT_UNIT_3A | NOLAN | WIND-O | WEST | 2018 | 38.25 | 38.3
673 | TRENT WIND 3 B | TRENT_UNIT_3B | NOLAN | WIND-O | WEST | 2018 | 13.79 | 13.8
674 | TRINITY HILLS WIND 1 | TRINITY_TH1_BUS1 | ARCHER | WIND-O | WEST | 2012 | 103.4 | 103.4
675 | TRINITY HILLS WIND 2 | TRINITY_TH1_BUS2 | ARCHER | WIND-O | WEST | 2012 | 94.6 | 94.6
676 | TSTC WEST TEXAS WIND | DG_ROSC2_1UNIT | NOLAN | WIND-O | WEST | 2008 | 2 | 2
677 | TURKEY TRACK WIND | TTWEC_G1 | NOLAN | WIND-O | WEST | 2008 | 174.6 | 169.5
678 | TYLER BLUFF WIND | TYLRWIND_UNIT1 | COOKE | WIND-O | NORTH | 2017 | 125.6 | 125.6
679 | VENADO WIND U1 | VENADO_UNIT1 | ZAPATA | WIND-O | SOUTH | 2021 | 105 | 105
680 | VENADO WIND U2 | VENADO_UNIT2 | ZAPATA | WIND-O | SOUTH | 2021 | 96.6 | 96.6
681 | VERA WIND 1 | VERAWIND_UNIT1 | KNOX | WIND-O | WEST | 2021 | 12 | 12
682 | VERA WIND 2 | VERAWIND_UNIT2 | KNOX | WIND-O | WEST | 2021 | 7.2 | 7.2
683 | VERA WIND 3 | VERAWIND_UNIT3 | KNOX | WIND-O | WEST | 2021 | 100.8 | 100.8
684 | VERA WIND 4 | VERAWIND_UNIT4 | KNOX | WIND-O | WEST | 2021 | 22 | 22
685 | VERA WIND 5 | VERAWIND_UNIT5 | KNOX | WIND-O | WEST | 2021 | 100.8 | 100.8
686 | VERTIGO WIND (FORMERLY GREEN PASTURES WIND 2) | VERTIGO_WIND_I | BAYLOR | WIND-O | WEST | 2015 | 150 | 150
687 | WAKE WIND 1 | WAKEWE_G1 | DICKENS | WIND-P | PANHANDLE | 2016 | 114.91 | 114.9
688 | WAKE WIND 2 | WAKEWE_G2 | DICKENS | WIND-P | PANHANDLE | 2016 | 142.35 | 142.3
689 | WEST RAYMOND (EL TRUENO) WIND U1 | TRUENO_UNIT1 | WILLACY | WIND-C | COASTAL | 2021 | 116.6 | 116.6
690 | WEST RAYMOND (EL TRUENO) WIND U2 | TRUENO_UNIT2 | WILLACY | WIND-C | COASTAL | 2021 | 123.2 | 123.2
691 | WHIRLWIND ENERGY | WEC_WECG1 | FLOYD | WIND-P | PANHANDLE | 2007 | 59.8 | 57
692 | WHITETAIL WIND | EXGNWTL_WIND_1 | WEBB | WIND-O | SOUTH | 2012 | 92.34 | 92.3
693 | WILLOW SPRINGS WIND A | SALVTION_UNIT1 | HASKELL | WIND-O | WEST | 2017 | 125 | 125
694 | WILLOW SPRINGS WIND B | SALVTION_UNIT2 | HASKELL | WIND-O | WEST | 2017 | 125 | 125
695 | WILSON RANCH (INFINITY LIVE OAK WIND) | WL_RANCH_UNIT1 | SCHLEICHER | WIND-O | WEST | 2020 | 199.5 | 199.5
696 | WINDTHORST 2 WIND | WNDTHST2_UNIT1 | ARCHER | WIND-O | WEST | 2014 | 67.62 | 67.6
697 | WKN MOZART WIND | MOZART_WIND_1 | KENT | WIND-O | WEST | 2012 | 30 | 30
698 | WOLF RIDGE WIND | WHTTAIL_WR1 | COOKE | WIND-O | NORTH | 2008 | 112.5 | 112.5
699 | ANCHOR WIND I | ANCHOR_WIND2 | EASTLAND | WIND-O | WEST | 2022 | 98.9 | 98.9
700 | ANCHOR WIND II | ANCHOR_WIND3 | EASTLAND | WIND-O | WEST | 2022 | 90 | 90
701 | ANCHOR WIND II B | ANCHOR_WIND4 | EASTLAND | WIND-O | WEST | 2022 | 38.7 | 38.7
702 | ANCHOR WIND IV | ANCHOR_WIND5 | EASTLAND | WIND-O | NORTH | 2022 | 19.3 | 19.3
703 | APOGEE WIND U1 | APOGEE_UNIT1 | THROCKMORTON | WIND-O | WEST | 2022 | 25 | 25
704 | APOGEE WIND U2 | APOGEE_UNIT2 | THROCKMORTON | WIND-O | WEST | 2022 | 14 | 14
705 | APOGEE WIND U3 | APOGEE_UNIT3 | THROCKMORTON | WIND-O | WEST | 2022 | 30.2 | 30.2
706 | APOGEE WIND U4 | APOGEE_UNIT4 | THROCKMORTON | WIND-O | WEST | 2022 | 115 | 115
707 | APOGEE WIND U5 | APOGEE_UNIT5 | THROCKMORTON | WIND-O | WEST | 2022 | 110 | 110
708 | APOGEE WIND U6 | APOGEE_UNIT6 | THROCKMORTON | WIND-O | WEST | 2022 | 24 | 24
709 | APOGEE WIND U7 | APOGEE_UNIT7 | THROCKMORTON | WIND-O | WEST | 2022 | 75 | 75
710 | AQUILLA LAKE WIND U1 | AQUILLA_U1_23 | HILL | WIND-O | NORTH | 2022 | 13.9 | 13.9
711 | AQUILLA LAKE WIND U2 | AQUILLA_U1_28 | HILL | WIND-O | NORTH | 2022 | 135.4 | 135.4
712 | AQUILLA LAKE 2 WIND | AQUILLA_U2_23 | HILL | WIND-O | NORTH | 2022 | 7 | 7
713 | AQUILLA LAKE 2 WIND U2 | AQUILLA_U2_28 | HILL | WIND-O | NORTH | 2022 | 143.8 | 143.8
714 | BAIRD NORTH WIND U1 | BAIRDWND_UNIT1 | CALLAHAN | WIND-O | WEST | 2022 | 195 | 195
715 | BAIRD NORTH WIND U2 | BAIRDWND_UNIT2 | CALLAHAN | WIND-O | WEST | 2022 | 145 | 145
716 | BLACKJACK CREEK WIND U1 | BLACKJAK_UNIT1 | BEE | WIND-O | SOUTH | 2022 | 120 | 120
717 | BLACKJACK CREEK WIND U2 | BLACKJAK_UNIT2 | BEE | WIND-O | SOUTH | 2022 | 120 | 120
718 | CACTUS FLATS WIND U1 | CFLATS_U1 | CONCHO | WIND-O | WEST | 2022 | 148.4 | 148.4
719 | COYOTE WIND U1 | COYOTE_W_UNIT1 | SCURRY | WIND-O | WEST | 2022 | 90 | 90
720 | COYOTE WIND U2 | COYOTE_W_UNIT2 | SCURRY | WIND-O | WEST | 2022 | 26.6 | 26.6
721 | COYOTE WIND U3 | COYOTE_W_UNIT3 | SCURRY | WIND-O | WEST | 2022 | 126 | 126
722 | FOXTROT WIND U1 | FOXTROT_UNIT1 | BEE | WIND-O | SOUTH | 2022 | 130.2 | 130.2
723 | FOXTROT WIND U2 | FOXTROT_UNIT2 | BEE | WIND-O | SOUTH | 2022 | 84 | 84
724 | FOXTROT WIND U3 | FOXTROT_UNIT3 | BEE | WIND-O | SOUTH | 2022 | 54 | 54
725 | HARALD (BEARKAT WIND B) | HARALD_UNIT1 | GLASSCOCK | WIND-O | WEST | 2022 | 162.1 | 162.1
726 | LAS MAJADAS WIND U1 | LMAJADAS_UNIT1 | WILLACY | WIND-C | COASTAL | 2022 | 110 | 110
727 | LAS MAJADAS WIND U2 | LMAJADAS_UNIT2 | WILLACY | WIND-C | COASTAL | 2022 | 24 | 24
728 | LAS MAJADAS WIND U3 | LMAJADAS_UNIT3 | WILLACY | WIND-C | COASTAL | 2022 | 138.6 | 138.6
729 | EL ALGODON ALTO W U1 | ALGODON_UNIT1 | WILLACY | WIND-C | COASTAL | 2022 | 171.6 | 171.6
730 | EL ALGODON ALTO W U2 | ALGODON_UNIT2 | WILLACY | WIND-C | COASTAL | 2022 | 28.6 | 28.6
731 | MARYNEAL WINDPOWER | MARYNEAL_UNIT1 | NOLAN | WIND-O | WEST | 2022 | 182.4 | 182.4
732 | MESTENO WIND | MESTENO_UNIT_1 | STARR | WIND-O | SOUTH | 2022 | 201.6 | 201.6
733 | PRAIRIE HILL WIND U1 | PHILLWND_UNIT1 | LIMESTONE | WIND-O | NORTH | 2022 | 153 | 153
734 | PRAIRIE HILL WIND U2 | PHILLWND_UNIT2 | LIMESTONE | WIND-O | NORTH | 2022 | 147 | 147
735 | PRIDDY WIND U1 | PRIDDY_UNIT1 | MILLS | WIND-O | NORTH | 2022 | 187.2 | 187.2
736 | PRIDDY WIND U2 | PRIDDY_UNIT2 | MILLS | WIND-O | NORTH | 2022 | 115.2 | 115.2
737 | RELOJ DEL SOL WIND U1 | RELOJ_UNIT1 | ZAPATA | WIND-O | SOUTH | 2022 | 55.4 | 55.4
738 | RELOJ DEL SOL WIND U2 | RELOJ_UNIT2 | ZAPATA | WIND-O | SOUTH | 2022 | 48 | 48
739 | RELOJ DEL SOL WIND U3 | RELOJ_UNIT3 | ZAPATA | WIND-O | SOUTH | 2022 | 83.1 | 83.1
740 | RELOJ DEL SOL WIND U4 | RELOJ_UNIT4 | ZAPATA | WIND-O | SOUTH | 2022 | 22.8 | 22.8
741 | TG EAST WIND U1 | TRUSGILL_UNIT1 | KNOX | WIND-O | WEST | 2022 | 42 | 42
742 | TG EAST WIND U2 | TRUSGILL_UNIT2 | KNOX | WIND-O | WEST | 2022 | 44.8 | 44.8
743 | TG EAST WIND U3 | TRUSGILL_UNIT3 | KNOX | WIND-O | WEST | 2022 | 42 | 42
744 | TG EAST WIND U4 | TRUSGILL_UNIT4 | KNOX | WIND-O | WEST | 2022 | 207.2 | 207.2
745 | VORTEX WIND | VORTEX_WIND1 | THROCKMORTON | WIND-O | WEST | 2022 | 153.6 | 153.6
746 | VORTEX WIND U2 | VORTEX_WIND2 | THROCKMORTON | WIND-O | WEST | 2022 | 24.2 | 24.2
747 | VORTEX WIND U3 | VORTEX_WIND3 | THROCKMORTON | WIND-O | WEST | 2022 | 158.4 | 158.4
748 | VORTEX WIND U4 | VORTEX_WIND4 | THROCKMORTON | WIND-O | WEST | 2022 | 14 | 14
749 | WHITE MESA WIND U1 | WHMESA_UNIT1 | CROCKETT | WIND-O | WEST | 2022 | 152.3 | 152.3
750 | WHITE MESA 2 WIND | WHMESA_UNIT2_23 | CROCKETT | WIND-O | WEST | 2022 | 13.92 | 13.9
751 | WHITE MESA 2 WIND U2 | WHMESA_UNIT2_28 | CROCKETT | WIND-O | WEST | 2022 | 183.3 | 183.3
752 | WHITE MESA 2 WIND U3 | WHMESA_UNIT3_23 | CROCKETT | WIND-O | WEST | 2022 | 18.56 | 18.6
753 | WHITE MESA 2 WIND U4 | WHMESA_UNIT3_28 | CROCKETT | WIND-O | WEST | 2022 | 132.54 | 132.5
754 | WHITEHORSE WIND U1 | WH_WIND_UNIT1 | FISHER | WIND-O | WEST | 2020 | 209.4 | 209.4
755 | WHITEHORSE WIND U2 | WH_WIND_UNIT2 | FISHER | WIND-O | WEST | 2020 | 209.5 | 209.5
756 | WILDWIND | WILDWIND_UNIT1 | COOKE | WIND-O | NORTH | 2022 | 18.38 | 18.4
757 | WILDWIND U2 | WILDWIND_UNIT2 | COOKE | WIND-O | NORTH | 2022 | 48 | 48
758 | WILDWIND U3 | WILDWIND_UNIT3 | COOKE | WIND-O | NORTH | 2022 | 6.3 | 6.3
759 | WILDWIND U4 | WILDWIND_UNIT4 | COOKE | WIND-O | NORTH | 2022 | 54.6 | 54.6
760 | WILDWIND U5 | WILDWIND_UNIT5 | COOKE | WIND-O | NORTH | 2022 | 52.8 | 52.8
761 | ACACIA SOLAR | ACACIA_UNIT_1 | PRESIDIO | SOLAR | WEST | 2012 | 10 | 10
762 | ALEXIS SOLAR | DG_ALEXIS_ALEXIS | BROOKS | SOLAR | SOUTH | 2019 | 10 | 10
763 | ANSON SOLAR U1 | ANSON1_UNIT1 | JONES | SOLAR | WEST | 2022 | 100.8 | 100
764 | ANSON SOLAR U2 | ANSON1_UNIT2 | JONES | SOLAR | WEST | 2022 | 100.8 | 100
765 | ARAGORN SOLAR | ARAGORN_UNIT1 | CULBERSON | SOLAR | WEST | 2021 | 188.2 | 185
766 | AZURE SKY SOLAR U1 | AZURE_SOLAR1 | HASKELL | SOLAR | WEST | 2021 | 74.9 | 74.9
767 | AZURE SKY SOLAR U2 | AZURE_SOLAR2 | HASKELL | SOLAR | WEST | 2021 | 153.5 | 153.5
768 | BECK 1 | DG_CECSOLAR_DG_BECK1 | BEXAR | SOLAR | SOUTH | 2016 | 1 | 1
769 | BHE SOLAR PEARL PROJECT (SIRIUS 2) | SIRIUS_UNIT2 | PECOS | SOLAR | WEST | 2017 | 50 | 49.1
770 | BLUE WING 1 SOLAR | DG_BROOK_1UNIT | BEXAR | SOLAR | SOUTH | 2010 | 7.6 | 7.6
771 | BLUE WING 2 SOLAR | DG_ELMEN_1UNIT | BEXAR | SOLAR | SOUTH | 2010 | 7.3 | 7.3
772 | BLUEBELL SOLAR (CAPRICORN RIDGE SOLAR) | CAPRIDG4_BB_PV | STERLING | SOLAR | WEST | 2019 | 30 | 30
773 | BLUEBELL SOLAR II 1 (CAPRICORN RIDGE 4) | CAPRIDG4_BB2_PV1 | STERLING | SOLAR | WEST | 2021 | 100 | 100
774 | BLUEBELL SOLAR II 2 (CAPRICORN RIDGE 4) | CAPRIDG4_BB2_PV2 | STERLING | SOLAR | WEST | 2021 | 15 | 15
775 | BNB LAMESA SOLAR (PHASE I) | LMESASLR_UNIT1 | DAWSON | SOLAR | WEST | 2018 | 101.6 | 101.6
776 | BNB LAMESA SOLAR (PHASE II) | LMESASLR_IVORY | DAWSON | SOLAR | WEST | 2018 | 50 | 50
777 | BOVINE SOLAR LLC | DG_BOVINE_BOVINE | AUSTIN | SOLAR | SOUTH | 2018 | 5 | 5
778 | BOVINE SOLAR LLC | DG_BOVINE2_BOVINE2 | AUSTIN | SOLAR | SOUTH | 2018 | 5 | 5
779 | BRONSON SOLAR I | DG_BRNSN_BRNSN | FORT BEND | SOLAR | HOUSTON | 2018 | 5 | 5
780 | BRONSON SOLAR II | DG_BRNSN2_BRNSN2 | FORT BEND | SOLAR | HOUSTON | 2018 | 5 | 5
781 | CASCADE SOLAR I | DG_CASCADE_CASCADE | WHARTON | SOLAR | SOUTH | 2018 | 5 | 5
782 | CASCADE SOLAR II | DG_CASCADE2_CASCADE2 | WHARTON | SOLAR | SOUTH | 2018 | 5 | 5
783 | CASTLE GAP SOLAR | CASL_GAP_UNIT1 | UPTON | SOLAR | WEST | 2018 | 180 | 180
784 | CATAN SOLAR | DG_CS10_CATAN | KARNES | SOLAR | SOUTH | 2020 | 10 | 10
785 | CHISUM SOLAR | DG_CHISUM_CHISUM | LAMAR | SOLAR | NORTH | 2018 | 10 | 10
786 | COMMERCE_SOLAR | DG_ X443PV1_SWRI_PV1 | BEXAR | SOLAR | SOUTH | 2019 | 5 | 5
787 | CONIGLIO SOLAR | CONIGLIO_UNIT1 | FANNIN | SOLAR | NORTH | 2021 | 125.7 | 125.7
788 | CORAZON SOLAR PHASE I | CORAZON_UNIT1 | WEBB | SOLAR | SOUTH | 2021 | 202.6 | 202.6
789 | EAST BLACKLAND SOLAR (PFLUGERVILLE SOLAR) | E_BLACK_UNIT_1 | TRAVIS | SOLAR | SOUTH | 2021 | 144 | 144
790 | EDDY SOLAR II | DG_EDDYII_EDDYII | MCLENNAN | SOLAR | NORTH | 2018 | 10 | 10
791 | ELARA SOLAR | ELARA_SL_UNIT1 | FRIO | SOLAR | SOUTH | 2022 | 132.4 | 132.4
792 | EUNICE SOLAR U1 | EUNICE_PV1 | ANDREWS | SOLAR | WEST | 2021 | 189.6 | 189.6
793 | EUNICE SOLAR U2 | EUNICE_PV2 | ANDREWS | SOLAR | WEST | 2021 | 237.1 | 237.1
794 | FIFTH GENERATION SOLAR 1 | DG_FIFTHGS1_FGSOLAR1 | TRAVIS | SOLAR | SOUTH | 2016 | 1.6 | 1.6
795 | FOWLER RANCH | FWLR_SLR_UNIT1 | CRANE | SOLAR | WEST | 2020 | 152.5 | 150
796 | FS BARILLA SOLAR-PECOS | HOVEY_UNIT1 | PECOS | SOLAR | WEST | 2015 | 22 | 22
797 | FS EAST PECOS SOLAR | BOOTLEG_UNIT1 | PECOS | SOLAR | WEST | 2017 | 126 | 121.1
798 | GALLOWAY 1 SOLAR | GALLOWAY_SOLAR1 | CONCHO | SOLAR | WEST | 2021 | 250 | 250
799 | GREASEWOOD SOLAR 1 | GREASWOD_UNIT1 | PECOS | SOLAR | WEST | 2021 | 126.3 | 124.6
800 | GREASEWOOD SOLAR 2 | GREASWOD_UNIT2 | PECOS | SOLAR | WEST | 2021 | 132.2 | 130.4
801 | GRIFFIN SOLAR | DG_GRIFFIN_GRIFFIN | MCLENNAN | SOLAR | NORTH | 2019 | 5 | 5
802 | HIGHWAY 56 | DG_HWY56_HWY56 | GRAYSON | SOLAR | NORTH | 2017 | 5.3 | 5.3
803 | HM SEALY SOLAR 1 | DG_SEALY_1UNIT | AUSTIN | SOLAR | SOUTH | 2015 | 1.6 | 1.6
804 | HOLSTEIN SOLAR 1 | HOLSTEIN_SOLAR1 | NOLAN | SOLAR | WEST | 2020 | 102.2 | 102.2
805 | HOLSTEIN SOLAR 2 | HOLSTEIN_SOLAR2 | NOLAN | SOLAR | WEST | 2020 | 102.3 | 102.3
806 | IMPACT SOLAR | IMPACT_UNIT1 | LAMAR | SOLAR | NORTH | 2021 | 198.5 | 198.5
807 | JUNO SOLAR PHASE I | JUNO_UNIT1 | BORDEN | SOLAR | WEST | 2021 | 162.1 | 162.1
808 | JUNO SOLAR PHASE II | JUNO_UNIT2 | BORDEN | SOLAR | WEST | 2021 | 143.5 | 143.5
809 | KELLAM SOLAR | KELAM_SL_UNIT1 | VAN ZANDT | SOLAR | NORTH | 2020 | 59.8 | 59.8
810 | LAMPWICK SOLAR | DG_LAMPWICK_LAMPWICK | MENARD | SOLAR | WEST | 2019 | 7.5 | 7.5
811 | LAPETUS SOLAR | LAPETUS_UNIT_1 | ANDREWS | SOLAR | WEST | 2020 | 100.7 | 100.7
812 | LEON | DG_LEON_LEON | HUNT | SOLAR | NORTH | 2017 | 10 | 10
813 | LILY SOLAR | LILY_SOLAR1 | KAUFMAN | SOLAR | NORTH | 2021 | 147.6 | 147.6
814 | LONG DRAW SOLAR U1 | LGDRAW_S_UNIT1_1 | BORDEN | SOLAR | WEST | 2021 | 98.5 | 98.5
815 | LONG DRAW SOLAR U2 | LGDRAW_S_UNIT1_2 | BORDEN | SOLAR | WEST | 2021 | 128.3 | 128.3
816 | MARLIN | DG_MARLIN_MARLIN | FALLS | SOLAR | NORTH | 2017 | 5.3 | 5.3
817 | MARS SOLAR (DG) | DG_MARS_MARS | WEBB | SOLAR | SOUTH | 2019 | 10 | 10
818 | MISAE SOLAR U1 | MISAE_UNIT1 | CHILDRESS | SOLAR | PANHANDLE | 2021 | 121.4 | 121.4
819 | MISAE SOLAR U2 | MISAE_UNIT2 | CHILDRESS | SOLAR | PANHANDLE | 2021 | 118.6 | 118.6
820 | NORTH GAINESVILLE | DG_NGNSVL_NGAINESV | COOKE | SOLAR | NORTH | 2017 | 5.2 | 5.2
821 | OBERON SOLAR | OBERON_UNIT_1 | ECTOR | SOLAR | WEST | 2020 | 180 | 180
822 | OCI ALAMO 1 SOLAR | OCI_ALM1_UNIT1 | BEXAR | SOLAR | SOUTH | 2013 | 39.18 | 39.2
823 | OCI ALAMO 2 SOLAR-ST. HEDWIG | DG_STHWG_UNIT1 | BEXAR | SOLAR | SOUTH | 2014 | 4.4 | 4.4
824 | OCI ALAMO 3-WALZEM SOLAR | DG_WALZM_UNIT1 | BEXAR | SOLAR | SOUTH | 2014 | 5.5 | 5.5
825 | OCI ALAMO 4 SOLAR-BRACKETVILLE | ECLIPSE_UNIT1 | KINNEY | SOLAR | SOUTH | 2014 | 37.62 | 37.6
826 | OCI ALAMO 5 (DOWNIE RANCH) | HELIOS_UNIT1 | UVALDE | SOLAR | SOUTH | 2015 | 100 | 100
827 | OCI ALAMO 6 (SIRIUS/WEST TEXAS) | SIRIUS_UNIT1 | PECOS | SOLAR | WEST | 2017 | 110.2 | 110.2
828 | OCI ALAMO 7 (PAINT CREEK) | SOLARA_UNIT1 | HASKELL | SOLAR | WEST | 2016 | 112 | 112
829 | PHOEBE SOLAR 1 | PHOEBE_UNIT1 | WINKLER | SOLAR | WEST | 2019 | 125.04 | 125.1
830 | PHOEBE SOLAR 2 | PHOEBE_UNIT2 | WINKLER | SOLAR | WEST | 2019 | 127.95 | 128.1
831 | PHOENIX SOLAR | PHOENIX_UNIT1 | FANNIN | SOLAR | NORTH | 2021 | 83.9 | 83.9
832 | POWERFIN KINGSBERY | DG_PFK_PFKPV | TRAVIS | SOLAR | SOUTH | 2017 | 2.6 | 2.6
833 | PROSPERO SOLAR 1 U1 | PROSPERO_UNIT1 | ANDREWS | SOLAR | WEST | 2020 | 153.6 | 153.6
834 | PROSPERO SOLAR 1 U2 | PROSPERO_UNIT2 | ANDREWS | SOLAR | WEST | 2020 | 150 | 150
835 | PROSPERO SOLAR 2 U1 | PRSPERO2_UNIT1 | ANDREWS | SOLAR | WEST | 2021 | 126.5 | 126.5
836 | PROSPERO SOLAR 2 U2 | PRSPERO2_UNIT2 | ANDREWS | SOLAR | WEST | 2021 | 126.4 | 126.4
837 | QUEEN SOLAR PHASE I | QUEEN_SL_SOLAR1 | UPTON | SOLAR | WEST | 2020 | 102.5 | 102.5
838 | QUEEN SOLAR PHASE I | QUEEN_SL_SOLAR2 | UPTON | SOLAR | WEST | 2020 | 102.5 | 102.5
839 | QUEEN SOLAR PHASE II | QUEEN_SL_SOLAR3 | UPTON | SOLAR | WEST | 2020 | 97.5 | 97.5
840 | QUEEN SOLAR PHASE II | QUEEN_SL_SOLAR4 | UPTON | SOLAR | WEST | 2020 | 107.5 | 107.5
841 | RAMBLER SOLAR | RAMBLER_UNIT1 | TOM GREEN | SOLAR | WEST | 2020 | 211.19 | 200
842 | RE ROSEROCK SOLAR 1 | REROCK_UNIT1 | PECOS | SOLAR | WEST | 2016 | 78.75 | 78.8
843 | RE ROSEROCK SOLAR 2 | REROCK_UNIT2 | PECOS | SOLAR | WEST | 2016 | 78.75 | 78.8
844 | REDBARN SOLAR 1 (RE MAPLEWOOD 2A SOLAR) | REDBARN_UNIT_1 | PECOS | SOLAR | WEST | 2021 | 222 | 222
845 | REDBARN SOLAR 2 (RE MAPLEWOOD 2B SOLAR) | REDBARN_UNIT_2 | PECOS | SOLAR | WEST | 2021 | 28 | 28
846 | RENEWABLE ENERGY ALTERNATIVES-CCS1 | DG_COSERVSS_CSS1 | DENTON | SOLAR | NORTH | 2015 | 2 | 2
847 | RIGGINS (SE BUCKTHORN WESTEX SOLAR) | RIGGINS_UNIT1 | PECOS | SOLAR | WEST | 2018 | 155.44 | 150
848 | RIPPEY SOLAR | RIPPEY_UNIT1 | COOKE | SOLAR | NORTH | 2020 | 59.8 | 59.8
849 | SOLAIREHOLMAN 1 | LASSO_UNIT1 | BREWSTER | SOLAR | WEST | 2018 | 50 | 50
850 | SP-TX-12-PHASE B | SPTX12B_UNIT1 | UPTON | SOLAR | WEST | 2017 | 157.5 | 157.5
851 | STERLING | DG_STRLING_STRLING | HUNT | SOLAR | NORTH | 2018 | 10 | 10
852 | SUNEDISON RABEL ROAD SOLAR | DG_VALL1_1UNIT | BEXAR | SOLAR | SOUTH | 2012 | 9.9 | 9.9
853 | SUNEDISON VALLEY ROAD SOLAR | DG_VALL2_1UNIT | BEXAR | SOLAR | SOUTH | 2012 | 9.9 | 9.9
854 | SUNEDISON CPS3 SOMERSET 1 SOLAR | DG_SOME1_1UNIT | BEXAR | SOLAR | SOUTH | 2012 | 5.6 | 5.6
855 | SUNEDISON SOMERSET 2 SOLAR | DG_SOME2_1UNIT | BEXAR | SOLAR | SOUTH | 2012 | 5 | 5
856 | TAYGETE SOLAR 1 U1 | TAYGETE_UNIT1 | PECOS | SOLAR | WEST | 2021 | 125.9 | 125.9
857 | TAYGETE SOLAR 1 U2 | TAYGETE_UNIT2 | PECOS | SOLAR | WEST | 2021 | 128.9 | 128.9
858 | TITAN SOLAR (IP TITAN) U1 | TI_SOLAR_UNIT1 | CULBERSON | SOLAR | WEST | 2021 | 136.8 | 136.8
859 | TITAN SOLAR (IP TITAN) U2 | TI_SOLAR_UNIT2 | CULBERSON | SOLAR | WEST | 2021 | 131.1 | 131.1
860 | TPE ERATH SOLAR | DG_ERATH_ERATH21 | ERATH | SOLAR | NORTH | 2021 | 10 | 10
861 | WAGYU SOLAR | WGU_UNIT1 | BRAZORIA | SOLAR | COASTAL | 2021 | 120 | 120
862 | WALNUT SPRINGS | DG_WLNTSPRG_1UNIT | BOSQUE | SOLAR | NORTH | 2016 | 10 | 10
863 | WAYMARK SOLAR | WAYMARK_UNIT1 | UPTON | SOLAR | WEST | 2018 | 182 | 182
864 | WEBBERVILLE SOLAR | WEBBER_S_WSP1 | TRAVIS | SOLAR | SOUTH | 2011 | 26.7 | 26.7
865 | WEST MOORE II | DG_WMOOREII_WMOOREII | GRAYSON | SOLAR | NORTH | 2018 | 5 | 5
866 | WEST OF PECOS SOLAR | W_PECOS_UNIT1 | REEVES | SOLAR | WEST | 2019 | 100 | 100
867 | WHITESBORO | DG_WBORO_WHTSBORO | GRAYSON | SOLAR | NORTH | 2017 | 5 | 5
868 | WHITESBORO II | DG_WBOROII_WHBOROII | GRAYSON | SOLAR | NORTH | 2017 | 5 | 5
869 | WHITEWRIGHT | DG_WHTRT_WHTRGHT | FANNIN | SOLAR | NORTH | 2017 | 10 | 10
870 | WHITNEY SOLAR | DG_WHITNEY_SOLAR1 | BOSQUE | SOLAR | NORTH | 2017 | 10 | 10
871 | YELLOW JACKET SOLAR | DG_YLWJACKET_YLWJACKET | BOSQUE | SOLAR | NORTH | 2018 | 5 | 5
872 | BLUE JAY SOLAR I | BLUEJAY_UNIT1 | GRIMES | SOLAR | NORTH | 2022 | 69 | 69
873 | BRIGHTSIDE SOLAR | BRIGHTSD_UNIT1 | BEE | SOLAR | SOUTH | 2022 | 53.4 | 50
874 | BUFFALO CREEK (OLD 300 SOLAR CENTER) U1 | BCK_UNIT1 | FORT BEND | SOLAR | HOUSTON | 2022 | 217.5 | 217.5
875 | BUFFALO CREEK (OLD 300 SOLAR CENTER) U2 | BCK_UNIT2 | FORT BEND | SOLAR | HOUSTON | 2022 | 221.3 | 221.3
876 | EMERALD GROVE SOLAR (PECOS SOLAR POWER I) | EGROVESL_UNIT1 | CRANE | SOLAR | WEST | 2022 | 109.5 | 108
877 | FIGHTING JAYS SOLAR U1 | JAY_UNIT1 | FORT BEND | SOLAR | HOUSTON | 2022 | 179.5 | 179.6
878 | FIGHTING JAYS SOLAR U2 | JAY_UNIT2 | FORT BEND | SOLAR | HOUSTON | 2022 | 171.8 | 171.9
879 | NEBULA SOLAR (RAYOS DEL SOL) U1 | NEBULA_UNIT1 | CAMERON | SOLAR | COASTAL | 2022 | 137.5 | 137.5
880 | NOBLE SOLAR U1 | NOBLESLR_SOLAR1 | DENTON | SOLAR | NORTH | 2022 | 148.8 | 146.7
881 | NOBLE SOLAR U2 | NOBLESLR_SOLAR2 | DENTON | SOLAR | NORTH | 2022 | 130.2 | 128.3
882 | PLAINVIEW SOLAR (RAMSEY SOLAR) U1 | PLN_UNIT1 | WHARTON | SOLAR | SOUTH | 2022 | 257 | 257
883 | PLAINVIEW SOLAR (RAMSEY SOLAR) U2 | PLN_UNIT2 | WHARTON | SOLAR | SOUTH | 2022 | 257 | 257
884 | SAMSON SOLAR 1 U1 | SAMSON_1_G1 | LAMAR | SOLAR | NORTH | 2022 | 128.42 | 125
885 | SAMSON SOLAR 1 U2 | SAMSON_1_G2 | LAMAR | SOLAR | NORTH | 2022 | 128.42 | 125
886 | SAMSON SOLAR 3 U1 | SAMSON_3_G1 | LAMAR | SOLAR | NORTH | 2022 | 128.42 | 125
887 | SAMSON SOLAR 3 U2 | SAMSON_3_G2 | LAMAR | SOLAR | NORTH | 2022 | 128.42 | 125
888 | STRATEGIC SOLAR 1 | STRATEGC_UNIT1 | ELLIS | SOLAR | NORTH | 2022 | 135 | 135
889 | VISION SOLAR 1 | VISION_UNIT1 | NAVARRO | SOLAR | NORTH | 2022 | 129.2 | 127
890 | BAT CAVE | BATCAVE_BES1 | MASON | STORAGE | SOUTH | 2021 | 100.5 | 100.5
891 | BLUE SUMMIT BATTERY | BLSUMMIT_BATTERY | WILBARGER | STORAGE | WEST | 2017 | 30 | 30
892 | BRP ALVIN (DGR) | BRPALVIN_UNIT1 | BRAZORIA | STORAGE | COASTAL | 2020 | 9.95 | 9.9
893 | BRP ANGELTON (DGR) | BRPANGLE_UNIT1 | BRAZORIA | STORAGE | COASTAL | 2020 | 9.95 | 9.9
894 | BRP BRAZORIA (DGR) | BRP_BRAZ_UNIT1 | BRAZORIA | STORAGE | COASTAL | 2020 | 9.95 | 9.9
895 | BRP DICKINSON (DGR) | BRP_DIKN_UNIT1 | GALVESTON | STORAGE | HOUSTON | 2021 | 9.95 | 9.9
896 | BRP HEIGHTS (DGR) | BRHEIGHT_UNIT1 | GALVESTON | STORAGE | HOUSTON | 2020 | 9.95 | 9.9
897 | BRP LOOP 463 (DGR) | BRP_4631_UNIT1 | VICTORIA | STORAGE | SOUTH | 2021 | 9.95 | 9.9
898 | BRP LOPENO (DGR) | BRP_LOP1_UNIT1 | ZAPATA | STORAGE | SOUTH | 2022 | 9.95 | 9.9
899 | BRP MAGNOLIA (DGR) | BRPMAGNO_UNIT1 | GALVESTON | STORAGE | HOUSTON | 2020 | 9.95 | 9.9
900 | BRP ODESSA SW (DGR) | BRPODESA_UNIT1 | ECTOR | STORAGE | WEST | 2020 | 9.95 | 9.9
901 | BRP PUEBLO I (DGR) | BRP_PBL1_UNIT1 | MAVERICK | STORAGE | SOUTH | 2022 | 9.95 | 9.9
902 | BRP PUEBLO II (DGR) | BRP_PBL2_UNIT1 | MAVERICK | STORAGE | SOUTH | 2022 | 9.95 | 9.9
903 | BRP RANCHTOWN (DGR) | BRP_RNC1_UNIT1 | BEXAR | STORAGE | SOUTH | 2021 | 9.95 | 9.9
904 | BRP SWEENY (DGR) | BRP_SWNY_UNIT1 | BRAZORIA | STORAGE | COASTAL | 2020 | 9.95 | 10
905 | BRP ZAPATA I (DGR) | BRP_ZPT1_UNIT1 | ZAPATA | STORAGE | SOUTH | 2022 | 9.95 | 9.9
906 | BRP ZAPATA II (DGR) | BRP_ZPT2_UNIT1 | ZAPATA | STORAGE | SOUTH | 2022 | 9.95 | 9.9
907 | CASTLE GAP BATTERY | CASL_GAP_BATTERY1 | UPTON | STORAGE | WEST | 2018 | 9.9 | 9.9
908 | CHISHOLM GRID | CHISMGRD_BES1 | TARRANT | STORAGE | NORTH | 2021 | 101.7 | 100
909 | COMMERCE ST ESS (DGR) | X443ESS1_SWRI | BEXAR | STORAGE | SOUTH | 2020 | 10 | 10
910 | EUNICE STORAGE | EUNICE_BES1 | ANDREWS | STORAGE | WEST | 2021 | 40.3 | 40.3
911 | FLAT TOP BATTERY (DGR) | FLTBES_BESS1 | REEVES | STORAGE | WEST | 2020 | 9.9 | 9.9
912 | FLOWER VALLEY BATTERY (DGR) | FLVABES1_FLATU1 | REEVES | STORAGE | WEST | 2021 | 9.9 | 9.9
913 | FLOWER VALLEY II BATT | FLOWERII_BESS1 | REEVES | STORAGE | WEST | 2022 | 101.5 | 100
914 | GAMBIT BATTERY | GAMBIT_BESS1 | BRAZORIA | STORAGE | COASTAL | 2021 | 102.4 | 100
915 | HOEFSROAD BESS (DGR) | HRBESS_BESS | REEVES | STORAGE | WEST | 2020 | 2 | 2
916 | INADALE ESS | INDL_ESS | NOLAN | STORAGE | WEST | 2018 | 9.9 | 9.9
917 | JOHNSON CITY BESS (DGR) | JC_BAT_UNIT_1 | BLANCO | STORAGE | SOUTH | 2020 | 2.25 | 2.3
918 | KINGSBERY ENERGY STORAGE SYSTEM | DG_KB_ESS_KB_ESS | TRAVIS | STORAGE | SOUTH | 2017 | 1.5 | 1.5
919 | LILY STORAGE | LILY_BESS1 | KAUFMAN | STORAGE | NORTH | 2021 | 51.7 | 51.7
920 | MU ENERGY STORAGE SYSTEM | DG_MU_ESS_MU_ESS | TRAVIS | STORAGE | SOUTH | 2018 | 1.5 | 1.5
921 | NOTREES BATTERY FACILITY | NWF_NBS | WINKLER | STORAGE | WEST | 2013 | 36 | 33.7
922 | NORTH FORK | NF_BRP_BES1 | WILLIAMSON | STORAGE | SOUTH | 2021 | 100.5 | 100.5
923 | OCI ALAMO 1 | OCI_ALM1_ASTRO1 | BEXAR | STORAGE | SOUTH | 2016 | 1 | 1
924 | PORT LAVACA BATTERY (DGR) | PTLBES_BESS1 | CALHOUN | STORAGE | COASTAL | 2020 | 9.9 | 9.9
925 | PROSPECT STORAGE (DGR) | WCOLLDG_BSS_U1 | BRAZORIA | STORAGE | COASTAL | 2020 | 9.9 | 9.9
926 | PYRON ESS | PYR_ESS | SCURRY | STORAGE | WEST | 2018 | 9.9 | 9.9
927 | RABBIT HILL ENERGY STORAGE PROJECT (DGR) | RHESS2_ESS_1 | WILLIAMSON | STORAGE | SOUTH | 2020 | 9.9 | 9.9
928 | SADDLEBACK BESS (DGR) | SADLBACK_BESS | REEVES | STORAGE | WEST | 2022 | 9.95 | 9.95
929 | SNYDER (DGR) | SNY_BESS_UNIT1 | SCURRY | STORAGE | WEST | 2021 | 9.95 | 9.9
930 | SWEETWATER BESS (DGR) | SWT_BESS_UNIT1 | NOLAN | STORAGE | WEST | 2021 | 9.95 | 9.9
931 | SWOOSE BATTERY (DGR) | SWOOSE1_SWOOSEU1 | WARD | STORAGE | WEST | 2021 | 9.9 | 9.9
932 | TOS BATTERY STORAGE (DGR) | TOSBATT_UNIT1 | MIDLAND | STORAGE | WEST | 2017 | 2 | 2
933 | TOYAH POWER STATION (DGR) | TOYAH_BESS | REEVES | STORAGE | WEST | 2021 | 9.95 | 9.9
934 | TRIPLE BUTTE (DGR) | TRIPBUT1_BELU1 | PECOS | STORAGE | WEST | 2021 | 9.18 | 7.5
935 | WESTOVER BESS (DGR) | WOV_BESS_UNIT1 | ECTOR | STORAGE | WEST | 2021 | 9.95 | 9.9
936 | WORSHAM BATTERY (DGR) | WRSBES_BESS1 | REEVES | STORAGE | WEST | 2020 | 9.9 | 9.9
937 | YOUNICOS FACILITY | DG_YOUNICOS_YINC1_1 | TRAVIS | STORAGE | SOUTH | 2015 | 2 | 2
938 | AZURE SKY BESS | AZURE_BESS1 | HASKELL | STORAGE | WEST | 2022 | 77.6 | 77.6
939 | CROSSETT POWER U1 | CROSSETT_BES1 | CRANE | STORAGE | WEST | 2022 | 101.5 | 100
940 | CROSSETT POWER U2 | CROSSETT_BES2 | CRANE | STORAGE | WEST | 2022 | 101.5 | 100
941 | DECORDOVA BESS U1 | DCSES_BES1 | HOOD | STORAGE | NORTH | 2022 | 67.3 | 66.5
942 | DECORDOVA BESS U2 | DCSES_BES2 | HOOD | STORAGE | NORTH | 2022 | 67.3 | 66.5
943 | DECORDOVA BESS U3 | DCSES_BES3 | HOOD | STORAGE | NORTH | 2022 | 64.2 | 63.5
944 | DECORDOVA BESS U4 | DCSES_BES4 | HOOD | STORAGE | NORTH | 2022 | 64.2 | 63.5
945 | FAULKNER BESS (DGR) | FAULKNER_BESS | REEVES | STORAGE | WEST | 2022 | 9.95 | 9.95
946 | QUEEN BESS | QUEEN_BA_BESS1 | UPTON | STORAGE | WEST | 2022 | 51.1 | 50
947 | REPUBLIC ROAD STORAGE | RPUBRDS_ESS1 | ROBERTSON | STORAGE | NORTH | 2022 | 51.75 | 50
948 | SWOOSE II | SWOOSEII_BESS1 | WARD | STORAGE | WEST | 2022 | 101.5 | 100
949 | GREGORY POWER PARTNERS GT1 (AS OF 1/1/2022, AVAILABLE 1/1 THROUGH 9/30) | LGE_LGE_GT1 | SAN PATRICIO | GAS-CC | COASTAL | 2000 | 185 | 145
950 | GREGORY POWER PARTNERS GT2 (AS OF 1/1/2022, AVAILABLE 1/1 THROUGH 9/30) | LGE_LGE_GT2 | SAN PATRICIO | GAS-CC | COASTAL | 2000 | 185 | 145
951 | GREGORY POWER PARTNERS STG (AS OF 1/1/2022, AVAILABLE 1/1 THROUGH 9/30) | LGE_LGE_STG | SAN PATRICIO | GAS-CC | COASTAL | 2000 | 100 | 75
952 | RAY OLINGER STG 1 (AS OF 4/5/22) | OLINGR_OLING_1 | COLLIN | GAS-ST | NORTH | 1967 | 78 | 78
953 | J T DEELY U1 (AS OF 12/31/2018) | CALAVERS_JTD1_M | BEXAR | COAL | SOUTH | 1977 | 420 | 420
954 | J T DEELY U2 (AS OF 12/31/2018) | CALAVERS_JTD2_M | BEXAR | COAL | SOUTH | 1978 | 420 | 420

## Daily RUC
| 1:00 | 2:00 | 3:00 | 4:00 | 5:00 | 6:00 | 7:00 | 8:00 | 9:00 | 10:00 | 11:00 | 12:00 | 13:00 | 14:00 | 15:00 | 16:00 | 17:00 | 18:00 | 19:00 | 20:00 | 21:00 | 22:00 | 23:00 | 24:00 | UNIT NAME | UNIT CODE | COUNTY | FUEL | ZONE | IN SERVICE | INSTALLED CAPACITY RATING (MW) | SUMMER CAPACITY (MW)
Total |  | 0 | 0 | 0 | 0 | 0 | 0 | 0 | 0 | 0 | 0 | 0 | 0 | 0 | 0 | 0 | 0 | 0 | 0 | 0 | 0 | 0 | 0 | 0 | 0